{"text_format":"1","workbook":"xlsx","n_sheets":4,"sheets":["Introduction","Instructions","Product List","Product Eligibility"],"not_rendered":{"charts":0,"images":7,"macros":1,"external_links":1,"defined_names":2,"comments":1,"pivot_tables":0},"unopened":[],"bounds":{"document_bytes":16777216,"sheet_cells":100000,"rows_first":2000,"rows_last":500,"rows_between":2000,"halvings":0,"cell_chars":16384,"cell_head_chars":4096},"cells_cut":0,"cells_raw":0,"read":"whole","date_system":"1900"}

{"sheet":"Introduction","index":0,"n_rows":34,"n_cols":2,"rows_kept":34,"cut":false,"hidden":false,"merged":[]}
[]
[]
[]
[]
[null,"What is the Product Eligibility List (PEL)?"]
[]
[null,"The PEL lists information about renewable heating products provided by manufacturers on a spreadsheet.  We use it to assess product eligibility and you can also use it to check whether a specific renewable heating product is eligible for the Domestic Renewable Heat Incentive (Domestic RHI) scheme. \n\nYou can find guidance on how to use the PEL on the spreadsheet's ‘Instructions’ tab."]
[]
[null,"If your product isn’t showing as eligible on the list"]
[null,"Don’t worry quite yet.  If a heating product is listed as ‘to be determined’ on the PEL, it means we haven’t yet received all of the information we need to determine eligibility. The majority of these products are biomass boilers or stoves that don’t have an RHI Emissions Certificate, so we’ll need confirmation of there being a certificate for the product before we can confirm its eligibility.  See the section on Biomass Emissions below to find out what to do.  \n\nIf a product is listed as ‘ineligible', it means that we’ve assessed it as unsuitable for the scheme."]
[]
[null,"Technical requirements for products and installations"]
[null,"Please view the table in the Product Eligibility tab."]
[]
[null,"Heat pumps and ErP"]
[null,"The Ecodesign of Energy-related Products Directive (ErP) is a European Union Directive aimed at promoting low environmental impact products.  All ErP compliant products will have a product label showing standard testing data, allowing products to be compared with ease.  For the purposes of this scheme, ErP only affects heat pump products. \n\nIf commissioned between 26 September 2015 and 25 March 2016, both ErP compliant and non-compliant heat pumps can be eligible (subject to other eligibility requirements).  All heat pumps commissioned on or after 26 March 2016 must be ErP compliant. "]
[]
[null,"Biomass Emissions"]
[null,"All biomass products must have an Emissions Certificate in order to be eligible.  The certificate shows the amount of pollutants likely to be emitted by that product when burning a specific fuel.  Only the fuel type(s) listed on the certificate can be burned.  If the biomass product you're planning to install doesnt have an Emissions Certificate, please ask the manufacturer to have one produced.  The certificate must be issued by an accredited testing laboratory and must conform to the template titled 'Renewable Heat Incentive Emissions Certificate' at the bottom of the webpage linked below:"]
[null,"Biomass Emissions Certificate Template"]
[]
[null,"Biomass sustainability"]
[null,"Biomass sustainability is one of the government's environmental objectives.  Since 5 October 2015, all biomass burned must be a registered sustainable fuel that has either been bought from a supplier on the Biomass Suppliers List, or self supplied by a registered self supplier.  This ensures the fuel comes from an approved sustainable source.  For further information on biomass sustainability and the Domestic RHI, please view our factsheet.  A link to the Biomass Suppliers List and a factsheet about biomass sustainability can be found below:"]
[null,"Biomass Suppliers List"]
[null,"Factsheet - Biomass Sustainability and the Domestic RHI"]
[]
[]
[null,"Please note:"]
[null,"1) The Product Eligibility List only assesses the eligibility of the renewable heating product; other scheme criteria apply.  Please see our Essential Guide for Applicants which you can download from www.ofgem.gov.uk/domestic-rhi. "]
[null,"2) Ofgem in no way endorses any particular product, manufacturer or renewable heating system.  We maintain the list solely on the basis of data provided by the Microgeneration Certification Scheme (MCS) and Solar Keymark.  (Only products certified by these schemes are on the list as these are the only ones that can be installed by MCS installers.)"]
[]
[null,"Check our website"]
[null,"The Product Eligibility List is updated frequently.  Always check our website for the most recent version, via the link below:"]
[null,"Product Eligibility List"]

{"sheet":"Instructions","index":1,"n_rows":63,"n_cols":2,"rows_kept":63,"cut":false,"hidden":false,"merged":[]}
[]
[]
[]
[]
[null,"How to use the Product Eligibility List (PEL)"]
[]
[null,"Finding a product you're planning to install:"]
[]
[null,"You can use the 'find' function in Excel to search the entire spreadsheet for the product you're looking for by pressing 'Ctrl' and 'F' at the same time, and then entering your search query in the box that appears. Keep clicking 'next' until you find the product you're looking for. Alternatively, you can use the \"Find & Select\" button (shown below for Excel 2010)"]
[]
[]
[]
[]
[]
[]
[null,"You can filter the spreadsheet by any of the column headings to find a specific technology type or manufacturer's products. This is done by clicking the little arrow next to a column heading, and selecting only the options you'd like the spreadsheet to show, then clicking \"OK\". (Shown below, left, filtering for all air source heat pump's using Excel 2010)"]
[]
[null,"Alternatively, you can search within any column heading for all entries containing a certain text. This is done by clicking the little arrow next to the column heading, clicking \"Text Filters\", then clicking \"contains\" - a search box appears, type in your text and click \"OK\" (shown below, right, searching for a particular manufacturer's products using Excel 2010)."]
[]
[]
[]
[]
[]
[]
[]
[]
[]
[]
[]
[]
[]
[]
[]
[]
[]
[]
[]
[]
[]
[]
[]
[]
[]
[]
[null,"Commissioning Date:"]
[]
[null,"All products must be commissioned between the \"Certification body listing date\" and the \"certification body delist date\" in order to be eligible for the Domestic RHI. The certification body listing date is displayed in column 'L', and the certification body delist date is displayed in column 'N'. For an example, please see the image below. The product shown in a boxed green line has no delist date - that means it's still registered with the certification body - if and when it is delisted, a 6 month delay will be added to allow any products already sold to be installed and commissioned. "]
[]
[null,"NOTE: a product listed as 'Eligible' in column 'A' is only eligible if it has been commissioned between the certification body listing and delist dates. "]
[]
[]
[]
[]
[]
[]
[]
[]
[]
[null,"Finding a product that you've already installed:"]
[]
[null,"If you've already installed a renewable heating technology, you'll need a Microgeneration Certification Scheme (MCS) installation certificate in order to be eligible for the Domestic RHI. The easiest way to see if the product you've installed is eligible is to search for it using its unique \"MCS Certificated Product Number\" which is shown under the heading highlighted yellow on the MCS certificate below. To do this, click on the little arrow next to the column heading \"Certification Number\" and search for the number listed on your MCS certificate. "]
[]
[null,"NOTE: please check that your product was commissioned between the \"Certification body listing date\" and the \"certification body delist date\" (see above). If it wasn't, then it won't be eligible for the scheme."]

{"sheet":"Product List","index":2,"n_rows":5565,"n_cols":16384,"rows_kept":5565,"cut":false,"hidden":false,"merged":[[1,3,1,5],[2,0,2,16]]}
[]
["Data as of: 06/04/2018","Published Date: 12/04/2018",null,{"$f":"'[1]Commissioned before 09 April 14'!G3","v":"Please note: The Product Eligibility List only assesses the eligibility of the renewable heating product, other joining criteria apply. Please see our Essential Guide for Applicants which you can download from www.ofgem.gov.uk/domestic-rhi. \nOfgem in no way endorses any particular product, manufacturer or renewable heating system. We maintain the list solely on the basis of data provided by the Microgeneration Certification Scheme  (MCS) and Solar Keymark. (Only products certified by these schemes are on the list as these are the only ones that can be used by MCS installers)."}]
[" "]
["ELIGIBLE for Domestic RHI?","ErP Compliant?                                (heat pumps only)","Certification body listing date","Certification body delist date","Heating System Type","Product Type","Product Name","Model","Manufacturer","Certification number","Certification Body","Reason why product is not currently eligible for Domestic RHI","Eligible for optional monitoring package","Biomass products with an Air Quality Emissions Certificate","Types of Biomass fuels that have to be used","Moisture content that fuel cannot exceed","Column1","Column2","Column3","Column4","Column5","Column6","Column7","Column8","Column9","Column10","Column11","Column12","Column13","Column14","Column15","Column16","Column17","Column18","Column19","Column20","Column21","Column22","Column23","Column24","Column25","Column26","Column27","Column28","Column29","Column30","Column31","Column32","Column33","Column34","Column35","Column36","Column37","Column38","Column39","Column40","Column41","Column42","Column43","Column44","Column45","Column46","Column47","Column48","Column49","Column50","Column51","Column52","Column53","Column54","Column55","Column56","Column57","Column58","Column59","Column60","Column61","Column62","Column63","Column64","Column65","Column66","Column67","Column68","Column69","Column70","Column71","Column72","Column73","Column74","Column75","Column76","Column77","Column78","Column79","Column80","Column81","Column82","Column83","Column84","Column85","Column86","Column87","Column88","Column89","Column90","Column91","Column92","Column93","Column94","Column95","Column96","Column97","Column98","Column99","Column100","Column101","Column102","Column103","Column104","Column105","Column106","Column107","Column108","Column109","Column110","Column111","Column112","Column113","Column114","Column115","Column116","Column117","Column118","Column119","Column120","Column121","Column122","Column123","Column124","Column125","Column126","Column127","Column128","Column129","Column130","Column131","Column132","Column133","Column134","Column135","Column136","Column137","Column138","Column139","Column140","Column141","Column142","Column143","Column144","Column145","Column146","Column147","Column148","Column149","Column150","Column151","Column152","Column153","Column154","Column155","Column156","Column157","Column158","Column159","Column160","Column161","Column162","Column163","Column164","Column165","Column166","Column167","Column168","Column169","Column170","Column171","Column172","Column173","Column174","Column175","Column176","Column177","Column178","Column179","Column180","Column181","Column182","Column183","Column184","Column185","Column186","Column187","Column188","Column189","Column190","Column191","Column192","Column193","Column194","Column195","Column196","Column197","Column198","Column199","Column200","Column201","Column202","Column203","Column204","Column205","Column206","Column207","Column208","Column209","Column210","Column211","Column212","Column213","Column214","Column215","Column216","Column217","Column218","Column219","Column220","Column221","Column222","Column223","Column224","Column225","Column226","Column227","Column228","Column229","Column230","Column231","Column232","Column233","Column234","Column235","Column236","Column237","Column238","Column239","Column240","Column241","Column242","Column243","Column244","Column245","Column246","Column247","Column248","Column249","Column250","Column251","Column252","Column253","Column254","Column255","Column256","Column257","Column258","Column259","Column260","Column261","Column262","Column263","Column264","Column265","Column266","Column267","Column268","Column269","Column270","Column271","Column272","Column273","Column274","Column275","Column276","Column277","Column278","Column279","Column280","Column281","Column282","Column283","Column284","Column285","Column286","Column287","Column288","Column289","Column290","Column291","Column292","Column293","Column294","Column295","Column296","Column297","Column298","Column299","Column300","Column301","Column302","Column303","Column304","Column305","Column306","Column307","Column308","Column309","Column310","Column311","Column312","Column313","Column314","Column315","Column316","Column317","Column318","Column319","Column320","Column321","Column322","Column323","Column324","Column325","Column326","Column327","Column328","Column329","Column330","Column331","Column332","Column333","Column334","Column335","Column336","Column337","Column338","Column339","Column340","Column341","Column342","Column343","Column344","Column345","Column346","Column347","Column348","Column349","Column350","Column351","Column352","Column353","Column354","Column355","Column356","Column357","Column358","Column359","Column360","Column361","Column362","Column363","Column364","Column365","Column366","Column367","Column368","Column369","Column370","Column371","Column372","Column373","Column374","Column375","Column376","Column377","Column378","Column379","Column380","Column381","Column382","Column383","Column384","Column385","Column386","Column387","Column388","Column389","Column390","Column391","Column392","Column393","Column394","Column395","Column396","Column397","Column398","Column399","Column400","Column401","Column402","Column403","Column404","Column405","Column406","Column407","Column408","Column409","Column410","Column411","Column412","Column413","Column414","Column415","Column416","Column417","Column418","Column419","Column420","Column421","Column422","Column423","Column424","Column425","Column426","Column427","Column428","Column429","Column430","Column431","Column432","Column433","Column434","Column435","Column436","Column437","Column438","Column439","Column440","Column441","Column442","Column443","Column444","Column445","Column446","Column447","Column448","Column449","Column450","Column451","Column452","Column453","Column454","Column455","Column456","Column457","Column458","Column459","Column460","Column461","Column462","Column463","Column464","Column465","Column466","Column467","Column468","Column469","Column470","Column471","Column472","Column473","Column474","Column475","Column476","Column477","Column478","Column479","Column480","Column481","Column482","Column483","Column484","Column485","Column486","Column487","Column488","Column489","Column490","Column491","Column492","Column493","Column494","Column495","Column496","Column497","Column498","Column499","Column500","Column501","Column502","Column503","Column504","Column505","Column506","Column507","Column508","Column509","Column510","Column511","Column512","Column513","Column514","Column515","Column516","Column517","Column518","Column519","Column520","Column521","Column522","Column523","Column524","Column525","Column526","Column527","Column528","Column529","Column530","Column531","Column532","Column533","Column534","Column535","Column536","Column537","Column538","Column539","Column540","Column541","Column542","Column543","Column544","Column545","Column546","Column547","Column548","Column549","Column550","Column551","Column552","Column553","Column554","Column555","Column556","Column557","Column558","Column559","Column560","Column561","Column562","Column563","Column564","Column565","Column566","Column567","Column568","Column569","Column570","Column571","Column572","Column573","Column574","Column575","Column576","Column577","Column578","Column579","Column580","Column581","Column582","Column583","Column584","Column585","Column586","Column587","Column588","Column589","Column590","Column591","Column592","Column593","Column594","Column595","Column596","Column597","Column598","Column599","Column600","Column601","Column602","Column603","Column604","Column605","Column606","Column607","Column608","Column609","Column610","Column611","Column612","Column613","Column614","Column615","Column616","Column617","Column618","Column619","Column620","Column621","Column622","Column623","Column624","Column625","Column626","Column627","Column628","Column629","Column630","Column631","Column632","Column633","Column634","Column635","Column636","Column637","Column638","Column639","Column640","Column641","Column642","Column643","Column644","Column645","Column646","Column647","Column648","Column649","Column650","Column651","Column652","Column653","Column654","Column655","Column656","Column657","Column658","Column659","Column660","Column661","Column662","Column663","Column664","Column665","Column666","Column667","Column668","Column669","Column670","Column671","Column672","Column673","Column674","Column675","Column676","Column677","Column678","Column679","Column680","Column681","Column682","Column683","Column684","Column685","Column686","Column687","Column688","Column689","Column690","Column691","Column692","Column693","Column694","Column695","Column696","Column697","Column698","Column699","Column700","Column701","Column702","Column703","Column704","Column705","Column706","Column707","Column708","Column709","Column710","Column711","Column712","Column713","Column714","Column715","Column716","Column717","Column718","Column719","Column720","Column721","Column722","Column723","Column724","Column725","Column726","Column727","Column728","Column729","Column730","Column731","Column732","Column733","Column734","Column735","Column736","Column737","Column738","Column739","Column740","Column741","Column742","Column743","Column744","Column745","Column746","Column747","Column748","Column749","Column750","Column751","Column752","Column753","Column754","Column755","Column756","Column757","Column758","Column759","Column760","Column761","Column762","Column763","Column764","Column765","Column766","Column767","Column768","Column769","Column770","Column771","Column772","Column773","Column774","Column775","Column776","Column777","Column778","Column779","Column780","Column781","Column782","Column783","Column784","Column785","Column786","Column787","Column788","Column789","Column790","Column791","Column792","Column793","Column794","Column795","Column796","Column797","Column798","Column799","Column800","Column801","Column802","Column803","Column804","Column805","Column806","Column807","Column808","Column809","Column810","Column811","Column812","Column813","Column814","Column815","Column816","Column817","Column818","Column819","Column820","Column821","Column822","Column823","Column824","Column825","Column826","Column827","Column828","Column829","Column830","Column831","Column832","Column833","Column834","Column835","Column836","Column837","Column838","Column839","Column840","Column841","Column842","Column843","Column844","Column845","Column846","Column847","Column848","Column849","Column850","Column851","Column852","Column853","Column854","Column855","Column856","Column857","Column858","Column859","Column860","Column861","Column862","Column863","Column864","Column865","Column866","Column867","Column868","Column869","Column870","Column871","Column872","Column873","Column874","Column875","Column876","Column877","Column878","Column879","Column880","Column881","Column882","Column883","Column884","Column885","Column886","Column887","Column888","Column889","Column890","Column891","Column892","Column893","Column894","Column895","Column896","Column897","Column898","Column899","Column900","Column901","Column902","Column903","Column904","Column905","Column906","Column907","Column908","Column909","Column910","Column911","Column912","Column913","Column914","Column915","Column916","Column917","Column918","Column919","Column920","Column921","Column922","Column923","Column924","Column925","Column926","Column927","Column928","Column929","Column930","Column931","Column932","Column933","Column934","Column935","Column936","Column937","Column938","Column939","Column940","Column941","Column942","Column943","Column944","Column945","Column946","Column947","Column948","Column949","Column950","Column951","Column952","Column953","Column954","Column955","Column956","Column957","Column958","Column959","Column960","Column961","Column962","Column963","Column964","Column965","Column966","Column967","Column968","Column969","Column970","Column971","Column972","Column973","Column974","Column975","Column976","Column977","Column978","Column979","Column980","Column981","Column982","Column983","Column984","Column985","Column986","Column987","Column988","Column989","Column990","Column991","Column992","Column993","Column994","Column995","Column996","Column997","Column998","Column999","Column1000","Column1001","Column1002","Column1003","Column1004","Column1005","Column1006","Column1007","Column1008","Column1009","Column1010","Column1011","Column1012","Column1013","Column1014","Column1015","Column1016","Column1017","Column1018","Column1019","Column1020","Column1021","Column1022","Column1023","Column1024","Column1025","Column1026","Column1027","Column1028","Column1029","Column1030","Column1031","Column1032","Column1033","Column1034","Column1035","Column1036","Column1037","Column1038","Column1039","Column1040","Column1041","Column1042","Column1043","Column1044","Column1045","Column1046","Column1047","Column1048","Column1049","Column1050","Column1051","Column1052","Column1053","Column1054","Column1055","Column1056","Column1057","Column1058","Column1059","Column1060","Column1061","Column1062","Column1063","Column1064","Column1065","Column1066","Column1067","Column1068","Column1069","Column1070","Column1071","Column1072","Column1073","Column1074","Column1075","Column1076","Column1077","Column1078","Column1079","Column1080","Column1081","Column1082","Column1083","Column1084","Column1085","Column1086","Column1087","Column1088","Column1089","Column1090","Column1091","Column1092","Column1093","Column1094","Column1095","Column1096","Column1097","Column1098","Column1099","Column1100","Column1101","Column1102","Column1103","Column1104","Column1105","Column1106","Column1107","Column1108","Column1109","Column1110","Column1111","Column1112","Column1113","Column1114","Column1115","Column1116","Column1117","Column1118","Column1119","Column1120","Column1121","Column1122","Column1123","Column1124","Column1125","Column1126","Column1127","Column1128","Column1129","Column1130","Column1131","Column1132","Column1133","Column1134","Column1135","Column1136","Column1137","Column1138","Column1139","Column1140","Column1141","Column1142","Column1143","Column1144","Column1145","Column1146","Column1147","Column1148","Column1149","Column1150","Column1151","Column1152","Column1153","Column1154","Column1155","Column1156","Column1157","Column1158","Column1159","Column1160","Column1161","Column1162","Column1163","Column1164","Column1165","Column1166","Column1167","Column1168","Column1169","Column1170","Column1171","Column1172","Column1173","Column1174","Column1175","Column1176","Column1177","Column1178","Column1179","Column1180","Column1181","Column1182","Column1183","Column1184","Column1185","Column1186","Column1187","Column1188","Column1189","Column1190","Column1191","Column1192","Column1193","Column1194","Column1195","Column1196","Column1197","Column1198","Column1199","Column1200","Column1201","Column1202","Column1203","Column1204","Column1205","Column1206","Column1207","Column1208","Column1209","Column1210","Column1211","Column1212","Column1213","Column1214","Column1215","Column1216","Column1217","Column1218","Column1219","Column1220","Column1221","Column1222","Column1223","Column1224","Column1225","Column1226","Column1227","Column1228","Column1229","Column1230","Column1231","Column1232","Column1233","Column1234","Column1235","Column1236","Column1237","Column1238","Column1239","Column1240","Column1241","Column1242","Column1243","Column1244","Column1245","Column1246","Column1247","Column1248","Column1249","Column1250","Column1251","Column1252","Column1253","Column1254","Column1255","Column1256","Column1257","Column1258","Column1259","Column1260","Column1261","Column1262","Column1263","Column1264","Column1265","Column1266","Column1267","Column1268","Column1269","Column1270","Column1271","Column1272","Column1273","Column1274","Column1275","Column1276","Column1277","Column1278","Column1279","Column1280","Column1281","Column1282","Column1283","Column1284","Column1285","Column1286","Column1287","Column1288","Column1289","Column1290","Column1291","Column1292","Column1293","Column1294","Column1295","Column1296","Column1297","Column1298","Column1299","Column1300","Column1301","Column1302","Column1303","Column1304","Column1305","Column1306","Column1307","Column1308","Column1309","Column1310","Column1311","Column1312","Column1313","Column1314","Column1315","Column1316","Column1317","Column1318","Column1319","Column1320","Column1321","Column1322","Column1323","Column1324","Column1325","Column1326","Column1327","Column1328","Column1329","Column1330","Column1331","Column1332","Column1333","Column1334","Column1335","Column1336","Column1337","Column1338","Column1339","Column1340","Column1341","Column1342","Column1343","Column1344","Column1345","Column1346","Column1347","Column1348","Column1349","Column1350","Column1351","Column1352","Column1353","Column1354","Column1355","Column1356","Column1357","Column1358","Column1359","Column1360","Column1361","Column1362","Column1363","Column1364","Column1365","Column1366","Column1367","Column1368","Column1369","Column1370","Column1371","Column1372","Column1373","Column1374","Column1375","Column1376","Column1377","Column1378","Column1379","Column1380","Column1381","Column1382","Column1383","Column1384","Column1385","Column1386","Column1387","Column1388","Column1389","Column1390","Column1391","Column1392","Column1393","Column1394","Column1395","Column1396","Column1397","Column1398","Column1399","Column1400","Column1401","Column1402","Column1403","Column1404","Column1405","Column1406","Column1407","Column1408","Column1409","Column1410","Column1411","Column1412","Column1413","Column1414","Column1415","Column1416","Column1417","Column1418","Column1419","Column1420","Column1421","Column1422","Column1423","Column1424","Column1425","Column1426","Column1427","Column1428","Column1429","Column1430","Column1431","Column1432","Column1433","Column1434","Column1435","Column1436","Column1437","Column1438","Column1439","Column1440","Column1441","Column1442","Column1443","Column1444","Column1445","Column1446","Column1447","Column1448","Column1449","Column1450","Column1451","Column1452","Column1453","Column1454","Column1455","Column1456","Column1457","Column1458","Column1459","Column1460","Column1461","Column1462","Column1463","Column1464","Column1465","Column1466","Column1467","Column1468","Column1469","Column1470","Column1471","Column1472","Column1473","Column1474","Column1475","Column1476","Column1477","Column1478","Column1479","Column1480","Column1481","Column1482","Column1483","Column1484","Column1485","Column1486","Column1487","Column1488","Column1489","Column1490","Column1491","Column1492","Column1493","Column1494","Column1495","Column1496","Column1497","Column1498","Column1499","Column1500","Column1501","Column1502","Column1503","Column1504","Column1505","Column1506","Column1507","Column1508","Column1509","Column1510","Column1511","Column1512","Column1513","Column1514","Column1515","Column1516","Column1517","Column1518","Column1519","Column1520","Column1521","Column1522","Column1523","Column1524","Column1525","Column1526","Column1527","Column1528","Column1529","Column1530","Column1531","Column1532","Column1533","Column1534","Column1535","Column1536","Column1537","Column1538","Column1539","Column1540","Column1541","Column1542","Column1543","Column1544","Column1545","Column1546","Column1547","Column1548","Column1549","Column1550","Column1551","Column1552","Column1553","Column1554","Column1555","Column1556","Column1557","Column1558","Column1559","Column1560","Column1561","Column1562","Column1563","Column1564","Column1565","Column1566","Column1567","Column1568","Column1569","Column1570","Column1571","Column1572","Column1573","Column1574","Column1575","Column1576","Column1577","Column1578","Column1579","Column1580","Column1581","Column1582","Column1583","Column1584","Column1585","Column1586","Column1587","Column1588","Column1589","Column1590","Column1591","Column1592","Column1593","Column1594","Column1595","Column1596","Column1597","Column1598","Column1599","Column1600","Column1601","Column1602","Column1603","Column1604","Column1605","Column1606","Column1607","Column1608","Column1609","Column1610","Column1611","Column1612","Column1613","Column1614","Column1615","Column1616","Column1617","Column1618","Column1619","Column1620","Column1621","Column1622","Column1623","Column1624","Column1625","Column1626","Column1627","Column1628","Column1629","Column1630","Column1631","Column1632","Column1633","Column1634","Column1635","Column1636","Column1637","Column1638","Column1639","Column1640","Column1641","Column1642","Column1643","Column1644","Column1645","Column1646","Column1647","Column1648","Column1649","Column1650","Column1651","Column1652","Column1653","Column1654","Column1655","Column1656","Column1657","Column1658","Column1659","Column1660","Column1661","Column1662","Column1663","Column1664","Column1665","Column1666","Column1667","Column1668","Column1669","Column1670","Column1671","Column1672","Column1673","Column1674","Column1675","Column1676","Column1677","Column1678","Column1679","Column1680","Column1681","Column1682","Column1683","Column1684","Column1685","Column1686","Column1687","Column1688","Column1689","Column1690","Column1691","Column1692","Column1693","Column1694","Column1695","Column1696","Column1697","Column1698","Column1699","Column1700","Column1701","Column1702","Column1703","Column1704","Column1705","Column1706","Column1707","Column1708","Column1709","Column1710","Column1711","Column1712","Column1713","Column1714","Column1715","Column1716","Column1717","Column1718","Column1719","Column1720","Column1721","Column1722","Column1723","Column1724","Column1725","Column1726","Column1727","Column1728","Column1729","Column1730","Column1731","Column1732","Column1733","Column1734","Column1735","Column1736","Column1737","Column1738","Column1739","Column1740","Column1741","Column1742","Column1743","Column1744","Column1745","Column1746","Column1747","Column1748","Column1749","Column1750","Column1751","Column1752","Column1753","Column1754","Column1755","Column1756","Column1757","Column1758","Column1759","Column1760","Column1761","Column1762","Column1763","Column1764","Column1765","Column1766","Column1767","Column1768","Column1769","Column1770","Column1771","Column1772","Column1773","Column1774","Column1775","Column1776","Column1777","Column1778","Column1779","Column1780","Column1781","Column1782","Column1783","Column1784","Column1785","Column1786","Column1787","Column1788","Column1789","Column1790","Column1791","Column1792","Column1793","Column1794","Column1795","Column1796","Column1797","Column1798","Column1799","Column1800","Column1801","Column1802","Column1803","Column1804","Column1805","Column1806","Column1807","Column1808","Column1809","Column1810","Column1811","Column1812","Column1813","Column1814","Column1815","Column1816","Column1817","Column1818","Column1819","Column1820","Column1821","Column1822","Column1823","Column1824","Column1825","Column1826","Column1827","Column1828","Column1829","Column1830","Column1831","Column1832","Column1833","Column1834","Column1835","Column1836","Column1837","Column1838","Column1839","Column1840","Column1841","Column1842","Column1843","Column1844","Column1845","Column1846","Column1847","Column1848","Column1849","Column1850","Column1851","Column1852","Column1853","Column1854","Column1855","Column1856","Column1857","Column1858","Column1859","Column1860","Column1861","Column1862","Column1863","Column1864","Column1865","Column1866","Column1867","Column1868","Column1869","Column1870","Column1871","Column1872","Column1873","Column1874","Column1875","Column1876","Column1877","Column1878","Column1879","Column1880","Column1881","Column1882","Column1883","Column1884","Column1885","Column1886","Column1887","Column1888","Column1889","Column1890","Column1891","Column1892","Column1893","Column1894","Column1895","Column1896","Column1897","Column1898","Column1899","Column1900","Column1901","Column1902","Column1903","Column1904","Column1905","Column1906","Column1907","Column1908","Column1909","Column1910","Column1911","Column1912","Column1913","Column1914","Column1915","Column1916","Column1917","Column1918","Column1919","Column1920","Column1921","Column1922","Column1923","Column1924","Column1925","Column1926","Column1927","Column1928","Column1929","Column1930","Column1931","Column1932","Column1933","Column1934","Column1935","Column1936","Column1937","Column1938","Column1939","Column1940","Column1941","Column1942","Column1943","Column1944","Column1945","Column1946","Column1947","Column1948","Column1949","Column1950","Column1951","Column1952","Column1953","Column1954","Column1955","Column1956","Column1957","Column1958","Column1959","Column1960","Column1961","Column1962","Column1963","Column1964","Column1965","Column1966","Column1967","Column1968","Column1969","Column1970","Column1971","Column1972","Column1973","Column1974","Column1975","Column1976","Column1977","Column1978","Column1979","Column1980","Column1981","Column1982","Column1983","Column1984","Column1985","Column1986","Column1987","Column1988","Column1989","Column1990","Column1991","Column1992","Column1993","Column1994","Column1995","Column1996","Column1997","Column1998","Column1999","Column2000","Column2001","Column2002","Column2003","Column2004","Column2005","Column2006","Column2007","Column2008","Column2009","Column2010","Column2011","Column2012","Column2013","Column2014","Column2015","Column2016","Column2017","Column2018","Column2019","Column2020","Column2021","Column2022","Column2023","Column2024","Column2025","Column2026","Column2027","Column2028","Column2029","Column2030","Column2031","Column2032","Column2033","Column2034","Column2035","Column2036","Column2037","Column2038","Column2039","Column2040","Column2041","Column2042","Column2043","Column2044","Column2045","Column2046","Column2047","Column2048","Column2049","Column2050","Column2051","Column2052","Column2053","Column2054","Column2055","Column2056","Column2057","Column2058","Column2059","Column2060","Column2061","Column2062","Column2063","Column2064","Column2065","Column2066","Column2067","Column2068","Column2069","Column2070","Column2071","Column2072","Column2073","Column2074","Column2075","Column2076","Column2077","Column2078","Column2079","Column2080","Column2081","Column2082","Column2083","Column2084","Column2085","Column2086","Column2087","Column2088","Column2089","Column2090","Column2091","Column2092","Column2093","Column2094","Column2095","Column2096","Column2097","Column2098","Column2099","Column2100","Column2101","Column2102","Column2103","Column2104","Column2105","Column2106","Column2107","Column2108","Column2109","Column2110","Column2111","Column2112","Column2113","Column2114","Column2115","Column2116","Column2117","Column2118","Column2119","Column2120","Column2121","Column2122","Column2123","Column2124","Column2125","Column2126","Column2127","Column2128","Column2129","Column2130","Column2131","Column2132","Column2133","Column2134","Column2135","Column2136","Column2137","Column2138","Column2139","Column2140","Column2141","Column2142","Column2143","Column2144","Column2145","Column2146","Column2147","Column2148","Column2149","Column2150","Column2151","Column2152","Column2153","Column2154","Column2155","Column2156","Column2157","Column2158","Column2159","Column2160","Column2161","Column2162","Column2163","Column2164","Column2165","Column2166","Column2167","Column2168","Column2169","Column2170","Column2171","Column2172","Column2173","Column2174","Column2175","Column2176","Column2177","Column2178","Column2179","Column2180","Column2181","Column2182","Column2183","Column2184","Column2185","Column2186","Column2187","Column2188","Column2189","Column2190","Column2191","Column2192","Column2193","Column2194","Column2195","Column2196","Column2197","Column2198","Column2199","Column2200","Column2201","Column2202","Column2203","Column2204","Column2205","Column2206","Column2207","Column2208","Column2209","Column2210","Column2211","Column2212","Column2213","Column2214","Column2215","Column2216","Column2217","Column2218","Column2219","Column2220","Column2221","Column2222","Column2223","Column2224","Column2225","Column2226","Column2227","Column2228","Column2229","Column2230","Column2231","Column2232","Column2233","Column2234","Column2235","Column2236","Column2237","Column2238","Column2239","Column2240","Column2241","Column2242","Column2243","Column2244","Column2245","Column2246","Column2247","Column2248","Column2249","Column2250","Column2251","Column2252","Column2253","Column2254","Column2255","Column2256","Column2257","Column2258","Column2259","Column2260","Column2261","Column2262","Column2263","Column2264","Column2265","Column2266","Column2267","Column2268","Column2269","Column2270","Column2271","Column2272","Column2273","Column2274","Column2275","Column2276","Column2277","Column2278","Column2279","Column2280","Column2281","Column2282","Column2283","Column2284","Column2285","Column2286","Column2287","Column2288","Column2289","Column2290","Column2291","Column2292","Column2293","Column2294","Column2295","Column2296","Column2297","Column2298","Column2299","Column2300","Column2301","Column2302","Column2303","Column2304","Column2305","Column2306","Column2307","Column2308","Column2309","Column2310","Column2311","Column2312","Column2313","Column2314","Column2315","Column2316","Column2317","Column2318","Column2319","Column2320","Column2321","Column2322","Column2323","Column2324","Column2325","Column2326","Column2327","Column2328","Column2329","Column2330","Column2331","Column2332","Column2333","Column2334","Column2335","Column2336","Column2337","Column2338","Column2339","Column2340","Column2341","Column2342","Column2343","Column2344","Column2345","Column2346","Column2347","Column2348","Column2349","Column2350","Column2351","Column2352","Column2353","Column2354","Column2355","Column2356","Column2357","Column2358","Column2359","Column2360","Column2361","Column2362","Column2363","Column2364","Column2365","Column2366","Column2367","Column2368","Column2369","Column2370","Column2371","Column2372","Column2373","Column2374","Column2375","Column2376","Column2377","Column2378","Column2379","Column2380","Column2381","Column2382","Column2383","Column2384","Column2385","Column2386","Column2387","Column2388","Column2389","Column2390","Column2391","Column2392","Column2393","Column2394","Column2395","Column2396","Column2397","Column2398","Column2399","Column2400","Column2401","Column2402","Column2403","Column2404","Column2405","Column2406","Column2407","Column2408","Column2409","Column2410","Column2411","Column2412","Column2413","Column2414","Column2415","Column2416","Column2417","Column2418","Column2419","Column2420","Column2421","Column2422","Column2423","Column2424","Column2425","Column2426","Column2427","Column2428","Column2429","Column2430","Column2431","Column2432","Column2433","Column2434","Column2435","Column2436","Column2437","Column2438","Column2439","Column2440","Column2441","Column2442","Column2443","Column2444","Column2445","Column2446","Column2447","Column2448","Column2449","Column2450","Column2451","Column2452","Column2453","Column2454","Column2455","Column2456","Column2457","Column2458","Column2459","Column2460","Column2461","Column2462","Column2463","Column2464","Column2465","Column2466","Column2467","Column2468","Column2469","Column2470","Column2471","Column2472","Column2473","Column2474","Column2475","Column2476","Column2477","Column2478","Column2479","Column2480","Column2481","Column2482","Column2483","Column2484","Column2485","Column2486","Column2487","Column2488","Column2489","Column2490","Column2491","Column2492","Column2493","Column2494","Column2495","Column2496","Column2497","Column2498","Column2499","Column2500","Column2501","Column2502","Column2503","Column2504","Column2505","Column2506","Column2507","Column2508","Column2509","Column2510","Column2511","Column2512","Column2513","Column2514","Column2515","Column2516","Column2517","Column2518","Column2519","Column2520","Column2521","Column2522","Column2523","Column2524","Column2525","Column2526","Column2527","Column2528","Column2529","Column2530","Column2531","Column2532","Column2533","Column2534","Column2535","Column2536","Column2537","Column2538","Column2539","Column2540","Column2541","Column2542","Column2543","Column2544","Column2545","Column2546","Column2547","Column2548","Column2549","Column2550","Column2551","Column2552","Column2553","Column2554","Column2555","Column2556","Column2557","Column2558","Column2559","Column2560","Column2561","Column2562","Column2563","Column2564","Column2565","Column2566","Column2567","Column2568","Column2569","Column2570","Column2571","Column2572","Column2573","Column2574","Column2575","Column2576","Column2577","Column2578","Column2579","Column2580","Column2581","Column2582","Column2583","Column2584","Column2585","Column2586","Column2587","Column2588","Column2589","Column2590","Column2591","Column2592","Column2593","Column2594","Column2595","Column2596","Column2597","Column2598","Column2599","Column2600","Column2601","Column2602","Column2603","Column2604","Column2605","Column2606","Column2607","Column2608","Column2609","Column2610","Column2611","Column2612","Column2613","Column2614","Column2615","Column2616","Column2617","Column2618","Column2619","Column2620","Column2621","Column2622","Column2623","Column2624","Column2625","Column2626","Column2627","Column2628","Column2629","Column2630","Column2631","Column2632","Column2633","Column2634","Column2635","Column2636","Column2637","Column2638","Column2639","Column2640","Column2641","Column2642","Column2643","Column2644","Column2645","Column2646","Column2647","Column2648","Column2649","Column2650","Column2651","Column2652","Column2653","Column2654","Column2655","Column2656","Column2657","Column2658","Column2659","Column2660","Column2661","Column2662","Column2663","Column2664","Column2665","Column2666","Column2667","Column2668","Column2669","Column2670","Column2671","Column2672","Column2673","Column2674","Column2675","Column2676","Column2677","Column2678","Column2679","Column2680","Column2681","Column2682","Column2683","Column2684","Column2685","Column2686","Column2687","Column2688","Column2689","Column2690","Column2691","Column2692","Column2693","Column2694","Column2695","Column2696","Column2697","Column2698","Column2699","Column2700","Column2701","Column2702","Column2703","Column2704","Column2705","Column2706","Column2707","Column2708","Column2709","Column2710","Column2711","Column2712","Column2713","Column2714","Column2715","Column2716","Column2717","Column2718","Column2719","Column2720","Column2721","Column2722","Column2723","Column2724","Column2725","Column2726","Column2727","Column2728","Column2729","Column2730","Column2731","Column2732","Column2733","Column2734","Column2735","Column2736","Column2737","Column2738","Column2739","Column2740","Column2741","Column2742","Column2743","Column2744","Column2745","Column2746","Column2747","Column2748","Column2749","Column2750","Column2751","Column2752","Column2753","Column2754","Column2755","Column2756","Column2757","Column2758","Column2759","Column2760","Column2761","Column2762","Column2763","Column2764","Column2765","Column2766","Column2767","Column2768","Column2769","Column2770","Column2771","Column2772","Column2773","Column2774","Column2775","Column2776","Column2777","Column2778","Column2779","Column2780","Column2781","Column2782","Column2783","Column2784","Column2785","Column2786","Column2787","Column2788","Column2789","Column2790","Column2791","Column2792","Column2793","Column2794","Column2795","Column2796","Column2797","Column2798","Column2799","Column2800","Column2801","Column2802","Column2803","Column2804","Column2805","Column2806","Column2807","Column2808","Column2809","Column2810","Column2811","Column2812","Column2813","Column2814","Column2815","Column2816","Column2817","Column2818","Column2819","Column2820","Column2821","Column2822","Column2823","Column2824","Column2825","Column2826","Column2827","Column2828","Column2829","Column2830","Column2831","Column2832","Column2833","Column2834","Column2835","Column2836","Column2837","Column2838","Column2839","Column2840","Column2841","Column2842","Column2843","Column2844","Column2845","Column2846","Column2847","Column2848","Column2849","Column2850","Column2851","Column2852","Column2853","Column2854","Column2855","Column2856","Column2857","Column2858","Column2859","Column2860","Column2861","Column2862","Column2863","Column2864","Column2865","Column2866","Column2867","Column2868","Column2869","Column2870","Column2871","Column2872","Column2873","Column2874","Column2875","Column2876","Column2877","Column2878","Column2879","Column2880","Column2881","Column2882","Column2883","Column2884","Column2885","Column2886","Column2887","Column2888","Column2889","Column2890","Column2891","Column2892","Column2893","Column2894","Column2895","Column2896","Column2897","Column2898","Column2899","Column2900","Column2901","Column2902","Column2903","Column2904","Column2905","Column2906","Column2907","Column2908","Column2909","Column2910","Column2911","Column2912","Column2913","Column2914","Column2915","Column2916","Column2917","Column2918","Column2919","Column2920","Column2921","Column2922","Column2923","Column2924","Column2925","Column2926","Column2927","Column2928","Column2929","Column2930","Column2931","Column2932","Column2933","Column2934","Column2935","Column2936","Column2937","Column2938","Column2939","Column2940","Column2941","Column2942","Column2943","Column2944","Column2945","Column2946","Column2947","Column2948","Column2949","Column2950","Column2951","Column2952","Column2953","Column2954","Column2955","Column2956","Column2957","Column2958","Column2959","Column2960","Column2961","Column2962","Column2963","Column2964","Column2965","Column2966","Column2967","Column2968","Column2969","Column2970","Column2971","Column2972","Column2973","Column2974","Column2975","Column2976","Column2977","Column2978","Column2979","Column2980","Column2981","Column2982","Column2983","Column2984","Column2985","Column2986","Column2987","Column2988","Column2989","Column2990","Column2991","Column2992","Column2993","Column2994","Column2995","Column2996","Column2997","Column2998","Column2999","Column3000","Column3001","Column3002","Column3003","Column3004","Column3005","Column3006","Column3007","Column3008","Column3009","Column3010","Column3011","Column3012","Column3013","Column3014","Column3015","Column3016","Column3017","Column3018","Column3019","Column3020","Column3021","Column3022","Column3023","Column3024","Column3025","Column3026","Column3027","Column3028","Column3029","Column3030","Column3031","Column3032","Column3033","Column3034","Column3035","Column3036","Column3037","Column3038","Column3039","Column3040","Column3041","Column3042","Column3043","Column3044","Column3045","Column3046","Column3047","Column3048","Column3049","Column3050","Column3051","Column3052","Column3053","Column3054","Column3055","Column3056","Column3057","Column3058","Column3059","Column3060","Column3061","Column3062","Column3063","Column3064","Column3065","Column3066","Column3067","Column3068","Column3069","Column3070","Column3071","Column3072","Column3073","Column3074","Column3075","Column3076","Column3077","Column3078","Column3079","Column3080","Column3081","Column3082","Column3083","Column3084","Column3085","Column3086","Column3087","Column3088","Column3089","Column3090","Column3091","Column3092","Column3093","Column3094","Column3095","Column3096","Column3097","Column3098","Column3099","Column3100","Column3101","Column3102","Column3103","Column3104","Column3105","Column3106","Column3107","Column3108","Column3109","Column3110","Column3111","Column3112","Column3113","Column3114","Column3115","Column3116","Column3117","Column3118","Column3119","Column3120","Column3121","Column3122","Column3123","Column3124","Column3125","Column3126","Column3127","Column3128","Column3129","Column3130","Column3131","Column3132","Column3133","Column3134","Column3135","Column3136","Column3137","Column3138","Column3139","Column3140","Column3141","Column3142","Column3143","Column3144","Column3145","Column3146","Column3147","Column3148","Column3149","Column3150","Column3151","Column3152","Column3153","Column3154","Column3155","Column3156","Column3157","Column3158","Column3159","Column3160","Column3161","Column3162","Column3163","Column3164","Column3165","Column3166","Column3167","Column3168","Column3169","Column3170","Column3171","Column3172","Column3173","Column3174","Column3175","Column3176","Column3177","Column3178","Column3179","Column3180","Column3181","Column3182","Column3183","Column3184","Column3185","Column3186","Column3187","Column3188","Column3189","Column3190","Column3191","Column3192","Column3193","Column3194","Column3195","Column3196","Column3197","Column3198","Column3199","Column3200","Column3201","Column3202","Column3203","Column3204","Column3205","Column3206","Column3207","Column3208","Column3209","Column3210","Column3211","Column3212","Column3213","Column3214","Column3215","Column3216","Column3217","Column3218","Column3219","Column3220","Column3221","Column3222","Column3223","Column3224","Column3225","Column3226","Column3227","Column3228","Column3229","Column3230","Column3231","Column3232","Column3233","Column3234","Column3235","Column3236","Column3237","Column3238","Column3239","Column3240","Column3241","Column3242","Column3243","Column3244","Column3245","Column3246","Column3247","Column3248","Column3249","Column3250","Column3251","Column3252","Column3253","Column3254","Column3255","Column3256","Column3257","Column3258","Column3259","Column3260","Column3261","Column3262","Column3263","Column3264","Column3265","Column3266","Column3267","Column3268","Column3269","Column3270","Column3271","Column3272","Column3273","Column3274","Column3275","Column3276","Column3277","Column3278","Column3279","Column3280","Column3281","Column3282","Column3283","Column3284","Column3285","Column3286","Column3287","Column3288","Column3289","Column3290","Column3291","Column3292","Column3293","Column3294","Column3295","Column3296","Column3297","Column3298","Column3299","Column3300","Column3301","Column3302","Column3303","Column3304","Column3305","Column3306","Column3307","Column3308","Column3309","Column3310","Column3311","Column3312","Column3313","Column3314","Column3315","Column3316","Column3317","Column3318","Column3319","Column3320","Column3321","Column3322","Column3323","Column3324","Column3325","Column3326","Column3327","Column3328","Column3329","Column3330","Column3331","Column3332","Column3333","Column3334","Column3335","Column3336","Column3337","Column3338","Column3339","Column3340","Column3341","Column3342","Column3343","Column3344","Column3345","Column3346","Column3347","Column3348","Column3349","Column3350","Column3351","Column3352","Column3353","Column3354","Column3355","Column3356","Column3357","Column3358","Column3359","Column3360","Column3361","Column3362","Column3363","Column3364","Column3365","Column3366","Column3367","Column3368","Column3369","Column3370","Column3371","Column3372","Column3373","Column3374","Column3375","Column3376","Column3377","Column3378","Column3379","Column3380","Column3381","Column3382","Column3383","Column3384","Column3385","Column3386","Column3387","Column3388","Column3389","Column3390","Column3391","Column3392","Column3393","Column3394","Column3395","Column3396","Column3397","Column3398","Column3399","Column3400","Column3401","Column3402","Column3403","Column3404","Column3405","Column3406","Column3407","Column3408","Column3409","Column3410","Column3411","Column3412","Column3413","Column3414","Column3415","Column3416","Column3417","Column3418","Column3419","Column3420","Column3421","Column3422","Column3423","Column3424","Column3425","Column3426","Column3427","Column3428","Column3429","Column3430","Column3431","Column3432","Column3433","Column3434","Column3435","Column3436","Column3437","Column3438","Column3439","Column3440","Column3441","Column3442","Column3443","Column3444","Column3445","Column3446","Column3447","Column3448","Column3449","Column3450","Column3451","Column3452","Column3453","Column3454","Column3455","Column3456","Column3457","Column3458","Column3459","Column3460","Column3461","Column3462","Column3463","Column3464","Column3465","Column3466","Column3467","Column3468","Column3469","Column3470","Column3471","Column3472","Column3473","Column3474","Column3475","Column3476","Column3477","Column3478","Column3479","Column3480","Column3481","Column3482","Column3483","Column3484","Column3485","Column3486","Column3487","Column3488","Column3489","Column3490","Column3491","Column3492","Column3493","Column3494","Column3495","Column3496","Column3497","Column3498","Column3499","Column3500","Column3501","Column3502","Column3503","Column3504","Column3505","Column3506","Column3507","Column3508","Column3509","Column3510","Column3511","Column3512","Column3513","Column3514","Column3515","Column3516","Column3517","Column3518","Column3519","Column3520","Column3521","Column3522","Column3523","Column3524","Column3525","Column3526","Column3527","Column3528","Column3529","Column3530","Column3531","Column3532","Column3533","Column3534","Column3535","Column3536","Column3537","Column3538","Column3539","Column3540","Column3541","Column3542","Column3543","Column3544","Column3545","Column3546","Column3547","Column3548","Column3549","Column3550","Column3551","Column3552","Column3553","Column3554","Column3555","Column3556","Column3557","Column3558","Column3559","Column3560","Column3561","Column3562","Column3563","Column3564","Column3565","Column3566","Column3567","Column3568","Column3569","Column3570","Column3571","Column3572","Column3573","Column3574","Column3575","Column3576","Column3577","Column3578","Column3579","Column3580","Column3581","Column3582","Column3583","Column3584","Column3585","Column3586","Column3587","Column3588","Column3589","Column3590","Column3591","Column3592","Column3593","Column3594","Column3595","Column3596","Column3597","Column3598","Column3599","Column3600","Column3601","Column3602","Column3603","Column3604","Column3605","Column3606","Column3607","Column3608","Column3609","Column3610","Column3611","Column3612","Column3613","Column3614","Column3615","Column3616","Column3617","Column3618","Column3619","Column3620","Column3621","Column3622","Column3623","Column3624","Column3625","Column3626","Column3627","Column3628","Column3629","Column3630","Column3631","Column3632","Column3633","Column3634","Column3635","Column3636","Column3637","Column3638","Column3639","Column3640","Column3641","Column3642","Column3643","Column3644","Column3645","Column3646","Column3647","Column3648","Column3649","Column3650","Column3651","Column3652","Column3653","Column3654","Column3655","Column3656","Column3657","Column3658","Column3659","Column3660","Column3661","Column3662","Column3663","Column3664","Column3665","Column3666","Column3667","Column3668","Column3669","Column3670","Column3671","Column3672","Column3673","Column3674","Column3675","Column3676","Column3677","Column3678","Column3679","Column3680","Column3681","Column3682","Column3683","Column3684","Column3685","Column3686","Column3687","Column3688","Column3689","Column3690","Column3691","Column3692","Column3693","Column3694","Column3695","Column3696","Column3697","Column3698","Column3699","Column3700","Column3701","Column3702","Column3703","Column3704","Column3705","Column3706","Column3707","Column3708","Column3709","Column3710","Column3711","Column3712","Column3713","Column3714","Column3715","Column3716","Column3717","Column3718","Column3719","Column3720","Column3721","Column3722","Column3723","Column3724","Column3725","Column3726","Column3727","Column3728","Column3729","Column3730","Column3731","Column3732","Column3733","Column3734","Column3735","Column3736","Column3737","Column3738","Column3739","Column3740","Column3741","Column3742","Column3743","Column3744","Column3745","Column3746","Column3747","Column3748","Column3749","Column3750","Column3751","Column3752","Column3753","Column3754","Column3755","Column3756","Column3757","Column3758","Column3759","Column3760","Column3761","Column3762","Column3763","Column3764","Column3765","Column3766","Column3767","Column3768","Column3769","Column3770","Column3771","Column3772","Column3773","Column3774","Column3775","Column3776","Column3777","Column3778","Column3779","Column3780","Column3781","Column3782","Column3783","Column3784","Column3785","Column3786","Column3787","Column3788","Column3789","Column3790","Column3791","Column3792","Column3793","Column3794","Column3795","Column3796","Column3797","Column3798","Column3799","Column3800","Column3801","Column3802","Column3803","Column3804","Column3805","Column3806","Column3807","Column3808","Column3809","Column3810","Column3811","Column3812","Column3813","Column3814","Column3815","Column3816","Column3817","Column3818","Column3819","Column3820","Column3821","Column3822","Column3823","Column3824","Column3825","Column3826","Column3827","Column3828","Column3829","Column3830","Column3831","Column3832","Column3833","Column3834","Column3835","Column3836","Column3837","Column3838","Column3839","Column3840","Column3841","Column3842","Column3843","Column3844","Column3845","Column3846","Column3847","Column3848","Column3849","Column3850","Column3851","Column3852","Column3853","Column3854","Column3855","Column3856","Column3857","Column3858","Column3859","Column3860","Column3861","Column3862","Column3863","Column3864","Column3865","Column3866","Column3867","Column3868","Column3869","Column3870","Column3871","Column3872","Column3873","Column3874","Column3875","Column3876","Column3877","Column3878","Column3879","Column3880","Column3881","Column3882","Column3883","Column3884","Column3885","Column3886","Column3887","Column3888","Column3889","Column3890","Column3891","Column3892","Column3893","Column3894","Column3895","Column3896","Column3897","Column3898","Column3899","Column3900","Column3901","Column3902","Column3903","Column3904","Column3905","Column3906","Column3907","Column3908","Column3909","Column3910","Column3911","Column3912","Column3913","Column3914","Column3915","Column3916","Column3917","Column3918","Column3919","Column3920","Column3921","Column3922","Column3923","Column3924","Column3925","Column3926","Column3927","Column3928","Column3929","Column3930","Column3931","Column3932","Column3933","Column3934","Column3935","Column3936","Column3937","Column3938","Column3939","Column3940","Column3941","Column3942","Column3943","Column3944","Column3945","Column3946","Column3947","Column3948","Column3949","Column3950","Column3951","Column3952","Column3953","Column3954","Column3955","Column3956","Column3957","Column3958","Column3959","Column3960","Column3961","Column3962","Column3963","Column3964","Column3965","Column3966","Column3967","Column3968","Column3969","Column3970","Column3971","Column3972","Column3973","Column3974","Column3975","Column3976","Column3977","Column3978","Column3979","Column3980","Column3981","Column3982","Column3983","Column3984","Column3985","Column3986","Column3987","Column3988","Column3989","Column3990","Column3991","Column3992","Column3993","Column3994","Column3995","Column3996","Column3997","Column3998","Column3999","Column4000","Column4001","Column4002","Column4003","Column4004","Column4005","Column4006","Column4007","Column4008","Column4009","Column4010","Column4011","Column4012","Column4013","Column4014","Column4015","Column4016","Column4017","Column4018","Column4019","Column4020","Column4021","Column4022","Column4023","Column4024","Column4025","Column4026","Column4027","Column4028","Column4029","Column4030","Column4031","Column4032","Column4033","Column4034","Column4035","Column4036","Column4037","Column4038","Column4039","Column4040","Column4041","Column4042","Column4043","Column4044","Column4045","Column4046","Column4047","Column4048","Column4049","Column4050","Column4051","Column4052","Column4053","Column4054","Column4055","Column4056","Column4057","Column4058","Column4059","Column4060","Column4061","Column4062","Column4063","Column4064","Column4065","Column4066","Column4067","Column4068","Column4069","Column4070","Column4071","Column4072","Column4073","Column4074","Column4075","Column4076","Column4077","Column4078","Column4079","Column4080","Column4081","Column4082","Column4083","Column4084","Column4085","Column4086","Column4087","Column4088","Column4089","Column4090","Column4091","Column4092","Column4093","Column4094","Column4095","Column4096","Column4097","Column4098","Column4099","Column4100","Column4101","Column4102","Column4103","Column4104","Column4105","Column4106","Column4107","Column4108","Column4109","Column4110","Column4111","Column4112","Column4113","Column4114","Column4115","Column4116","Column4117","Column4118","Column4119","Column4120","Column4121","Column4122","Column4123","Column4124","Column4125","Column4126","Column4127","Column4128","Column4129","Column4130","Column4131","Column4132","Column4133","Column4134","Column4135","Column4136","Column4137","Column4138","Column4139","Column4140","Column4141","Column4142","Column4143","Column4144","Column4145","Column4146","Column4147","Column4148","Column4149","Column4150","Column4151","Column4152","Column4153","Column4154","Column4155","Column4156","Column4157","Column4158","Column4159","Column4160","Column4161","Column4162","Column4163","Column4164","Column4165","Column4166","Column4167","Column4168","Column4169","Column4170","Column4171","Column4172","Column4173","Column4174","Column4175","Column4176","Column4177","Column4178","Column4179","Column4180","Column4181","Column4182","Column4183","Column4184","Column4185","Column4186","Column4187","Column4188","Column4189","Column4190","Column4191","Column4192","Column4193","Column4194","Column4195","Column4196","Column4197","Column4198","Column4199","Column4200","Column4201","Column4202","Column4203","Column4204","Column4205","Column4206","Column4207","Column4208","Column4209","Column4210","Column4211","Column4212","Column4213","Column4214","Column4215","Column4216","Column4217","Column4218","Column4219","Column4220","Column4221","Column4222","Column4223","Column4224","Column4225","Column4226","Column4227","Column4228","Column4229","Column4230","Column4231","Column4232","Column4233","Column4234","Column4235","Column4236","Column4237","Column4238","Column4239","Column4240","Column4241","Column4242","Column4243","Column4244","Column4245","Column4246","Column4247","Column4248","Column4249","Column4250","Column4251","Column4252","Column4253","Column4254","Column4255","Column4256","Column4257","Column4258","Column4259","Column4260","Column4261","Column4262","Column4263","Column4264","Column4265","Column4266","Column4267","Column4268","Column4269","Column4270","Column4271","Column4272","Column4273","Column4274","Column4275","Column4276","Column4277","Column4278","Column4279","Column4280","Column4281","Column4282","Column4283","Column4284","Column4285","Column4286","Column4287","Column4288","Column4289","Column4290","Column4291","Column4292","Column4293","Column4294","Column4295","Column4296","Column4297","Column4298","Column4299","Column4300","Column4301","Column4302","Column4303","Column4304","Column4305","Column4306","Column4307","Column4308","Column4309","Column4310","Column4311","Column4312","Column4313","Column4314","Column4315","Column4316","Column4317","Column4318","Column4319","Column4320","Column4321","Column4322","Column4323","Column4324","Column4325","Column4326","Column4327","Column4328","Column4329","Column4330","Column4331","Column4332","Column4333","Column4334","Column4335","Column4336","Column4337","Column4338","Column4339","Column4340","Column4341","Column4342","Column4343","Column4344","Column4345","Column4346","Column4347","Column4348","Column4349","Column4350","Column4351","Column4352","Column4353","Column4354","Column4355","Column4356","Column4357","Column4358","Column4359","Column4360","Column4361","Column4362","Column4363","Column4364","Column4365","Column4366","Column4367","Column4368","Column4369","Column4370","Column4371","Column4372","Column4373","Column4374","Column4375","Column4376","Column4377","Column4378","Column4379","Column4380","Column4381","Column4382","Column4383","Column4384","Column4385","Column4386","Column4387","Column4388","Column4389","Column4390","Column4391","Column4392","Column4393","Column4394","Column4395","Column4396","Column4397","Column4398","Column4399","Column4400","Column4401","Column4402","Column4403","Column4404","Column4405","Column4406","Column4407","Column4408","Column4409","Column4410","Column4411","Column4412","Column4413","Column4414","Column4415","Column4416","Column4417","Column4418","Column4419","Column4420","Column4421","Column4422","Column4423","Column4424","Column4425","Column4426","Column4427","Column4428","Column4429","Column4430","Column4431","Column4432","Column4433","Column4434","Column4435","Column4436","Column4437","Column4438","Column4439","Column4440","Column4441","Column4442","Column4443","Column4444","Column4445","Column4446","Column4447","Column4448","Column4449","Column4450","Column4451","Column4452","Column4453","Column4454","Column4455","Column4456","Column4457","Column4458","Column4459","Column4460","Column4461","Column4462","Column4463","Column4464","Column4465","Column4466","Column4467","Column4468","Column4469","Column4470","Column4471","Column4472","Column4473","Column4474","Column4475","Column4476","Column4477","Column4478","Column4479","Column4480","Column4481","Column4482","Column4483","Column4484","Column4485","Column4486","Column4487","Column4488","Column4489","Column4490","Column4491","Column4492","Column4493","Column4494","Column4495","Column4496","Column4497","Column4498","Column4499","Column4500","Column4501","Column4502","Column4503","Column4504","Column4505","Column4506","Column4507","Column4508","Column4509","Column4510","Column4511","Column4512","Column4513","Column4514","Column4515","Column4516","Column4517","Column4518","Column4519","Column4520","Column4521","Column4522","Column4523","Column4524","Column4525","Column4526","Column4527","Column4528","Column4529","Column4530","Column4531","Column4532","Column4533","Column4534","Column4535","Column4536","Column4537","Column4538","Column4539","Column4540","Column4541","Column4542","Column4543","Column4544","Column4545","Column4546","Column4547","Column4548","Column4549","Column4550","Column4551","Column4552","Column4553","Column4554","Column4555","Column4556","Column4557","Column4558","Column4559","Column4560","Column4561","Column4562","Column4563","Column4564","Column4565","Column4566","Column4567","Column4568","Column4569","Column4570","Column4571","Column4572","Column4573","Column4574","Column4575","Column4576","Column4577","Column4578","Column4579","Column4580","Column4581","Column4582","Column4583","Column4584","Column4585","Column4586","Column4587","Column4588","Column4589","Column4590","Column4591","Column4592","Column4593","Column4594","Column4595","Column4596","Column4597","Column4598","Column4599","Column4600","Column4601","Column4602","Column4603","Column4604","Column4605","Column4606","Column4607","Column4608","Column4609","Column4610","Column4611","Column4612","Column4613","Column4614","Column4615","Column4616","Column4617","Column4618","Column4619","Column4620","Column4621","Column4622","Column4623","Column4624","Column4625","Column4626","Column4627","Column4628","Column4629","Column4630","Column4631","Column4632","Column4633","Column4634","Column4635","Column4636","Column4637","Column4638","Column4639","Column4640","Column4641","Column4642","Column4643","Column4644","Column4645","Column4646","Column4647","Column4648","Column4649","Column4650","Column4651","Column4652","Column4653","Column4654","Column4655","Column4656","Column4657","Column4658","Column4659","Column4660","Column4661","Column4662","Column4663","Column4664","Column4665","Column4666","Column4667","Column4668","Column4669","Column4670","Column4671","Column4672","Column4673","Column4674","Column4675","Column4676","Column4677","Column4678","Column4679","Column4680","Column4681","Column4682","Column4683","Column4684","Column4685","Column4686","Column4687","Column4688","Column4689","Column4690","Column4691","Column4692","Column4693","Column4694","Column4695","Column4696","Column4697","Column4698","Column4699","Column4700","Column4701","Column4702","Column4703","Column4704","Column4705","Column4706","Column4707","Column4708","Column4709","Column4710","Column4711","Column4712","Column4713","Column4714","Column4715","Column4716","Column4717","Column4718","Column4719","Column4720","Column4721","Column4722","Column4723","Column4724","Column4725","Column4726","Column4727","Column4728","Column4729","Column4730","Column4731","Column4732","Column4733","Column4734","Column4735","Column4736","Column4737","Column4738","Column4739","Column4740","Column4741","Column4742","Column4743","Column4744","Column4745","Column4746","Column4747","Column4748","Column4749","Column4750","Column4751","Column4752","Column4753","Column4754","Column4755","Column4756","Column4757","Column4758","Column4759","Column4760","Column4761","Column4762","Column4763","Column4764","Column4765","Column4766","Column4767","Column4768","Column4769","Column4770","Column4771","Column4772","Column4773","Column4774","Column4775","Column4776","Column4777","Column4778","Column4779","Column4780","Column4781","Column4782","Column4783","Column4784","Column4785","Column4786","Column4787","Column4788","Column4789","Column4790","Column4791","Column4792","Column4793","Column4794","Column4795","Column4796","Column4797","Column4798","Column4799","Column4800","Column4801","Column4802","Column4803","Column4804","Column4805","Column4806","Column4807","Column4808","Column4809","Column4810","Column4811","Column4812","Column4813","Column4814","Column4815","Column4816","Column4817","Column4818","Column4819","Column4820","Column4821","Column4822","Column4823","Column4824","Column4825","Column4826","Column4827","Column4828","Column4829","Column4830","Column4831","Column4832","Column4833","Column4834","Column4835","Column4836","Column4837","Column4838","Column4839","Column4840","Column4841","Column4842","Column4843","Column4844","Column4845","Column4846","Column4847","Column4848","Column4849","Column4850","Column4851","Column4852","Column4853","Column4854","Column4855","Column4856","Column4857","Column4858","Column4859","Column4860","Column4861","Column4862","Column4863","Column4864","Column4865","Column4866","Column4867","Column4868","Column4869","Column4870","Column4871","Column4872","Column4873","Column4874","Column4875","Column4876","Column4877","Column4878","Column4879","Column4880","Column4881","Column4882","Column4883","Column4884","Column4885","Column4886","Column4887","Column4888","Column4889","Column4890","Column4891","Column4892","Column4893","Column4894","Column4895","Column4896","Column4897","Column4898","Column4899","Column4900","Column4901","Column4902","Column4903","Column4904","Column4905","Column4906","Column4907","Column4908","Column4909","Column4910","Column4911","Column4912","Column4913","Column4914","Column4915","Column4916","Column4917","Column4918","Column4919","Column4920","Column4921","Column4922","Column4923","Column4924","Column4925","Column4926","Column4927","Column4928","Column4929","Column4930","Column4931","Column4932","Column4933","Column4934","Column4935","Column4936","Column4937","Column4938","Column4939","Column4940","Column4941","Column4942","Column4943","Column4944","Column4945","Column4946","Column4947","Column4948","Column4949","Column4950","Column4951","Column4952","Column4953","Column4954","Column4955","Column4956","Column4957","Column4958","Column4959","Column4960","Column4961","Column4962","Column4963","Column4964","Column4965","Column4966","Column4967","Column4968","Column4969","Column4970","Column4971","Column4972","Column4973","Column4974","Column4975","Column4976","Column4977","Column4978","Column4979","Column4980","Column4981","Column4982","Column4983","Column4984","Column4985","Column4986","Column4987","Column4988","Column4989","Column4990","Column4991","Column4992","Column4993","Column4994","Column4995","Column4996","Column4997","Column4998","Column4999","Column5000","Column5001","Column5002","Column5003","Column5004","Column5005","Column5006","Column5007","Column5008","Column5009","Column5010","Column5011","Column5012","Column5013","Column5014","Column5015","Column5016","Column5017","Column5018","Column5019","Column5020","Column5021","Column5022","Column5023","Column5024","Column5025","Column5026","Column5027","Column5028","Column5029","Column5030","Column5031","Column5032","Column5033","Column5034","Column5035","Column5036","Column5037","Column5038","Column5039","Column5040","Column5041","Column5042","Column5043","Column5044","Column5045","Column5046","Column5047","Column5048","Column5049","Column5050","Column5051","Column5052","Column5053","Column5054","Column5055","Column5056","Column5057","Column5058","Column5059","Column5060","Column5061","Column5062","Column5063","Column5064","Column5065","Column5066","Column5067","Column5068","Column5069","Column5070","Column5071","Column5072","Column5073","Column5074","Column5075","Column5076","Column5077","Column5078","Column5079","Column5080","Column5081","Column5082","Column5083","Column5084","Column5085","Column5086","Column5087","Column5088","Column5089","Column5090","Column5091","Column5092","Column5093","Column5094","Column5095","Column5096","Column5097","Column5098","Column5099","Column5100","Column5101","Column5102","Column5103","Column5104","Column5105","Column5106","Column5107","Column5108","Column5109","Column5110","Column5111","Column5112","Column5113","Column5114","Column5115","Column5116","Column5117","Column5118","Column5119","Column5120","Column5121","Column5122","Column5123","Column5124","Column5125","Column5126","Column5127","Column5128","Column5129","Column5130","Column5131","Column5132","Column5133","Column5134","Column5135","Column5136","Column5137","Column5138","Column5139","Column5140","Column5141","Column5142","Column5143","Column5144","Column5145","Column5146","Column5147","Column5148","Column5149","Column5150","Column5151","Column5152","Column5153","Column5154","Column5155","Column5156","Column5157","Column5158","Column5159","Column5160","Column5161","Column5162","Column5163","Column5164","Column5165","Column5166","Column5167","Column5168","Column5169","Column5170","Column5171","Column5172","Column5173","Column5174","Column5175","Column5176","Column5177","Column5178","Column5179","Column5180","Column5181","Column5182","Column5183","Column5184","Column5185","Column5186","Column5187","Column5188","Column5189","Column5190","Column5191","Column5192","Column5193","Column5194","Column5195","Column5196","Column5197","Column5198","Column5199","Column5200","Column5201","Column5202","Column5203","Column5204","Column5205","Column5206","Column5207","Column5208","Column5209","Column5210","Column5211","Column5212","Column5213","Column5214","Column5215","Column5216","Column5217","Column5218","Column5219","Column5220","Column5221","Column5222","Column5223","Column5224","Column5225","Column5226","Column5227","Column5228","Column5229","Column5230","Column5231","Column5232","Column5233","Column5234","Column5235","Column5236","Column5237","Column5238","Column5239","Column5240","Column5241","Column5242","Column5243","Column5244","Column5245","Column5246","Column5247","Column5248","Column5249","Column5250","Column5251","Column5252","Column5253","Column5254","Column5255","Column5256","Column5257","Column5258","Column5259","Column5260","Column5261","Column5262","Column5263","Column5264","Column5265","Column5266","Column5267","Column5268","Column5269","Column5270","Column5271","Column5272","Column5273","Column5274","Column5275","Column5276","Column5277","Column5278","Column5279","Column5280","Column5281","Column5282","Column5283","Column5284","Column5285","Column5286","Column5287","Column5288","Column5289","Column5290","Column5291","Column5292","Column5293","Column5294","Column5295","Column5296","Column5297","Column5298","Column5299","Column5300","Column5301","Column5302","Column5303","Column5304","Column5305","Column5306","Column5307","Column5308","Column5309","Column5310","Column5311","Column5312","Column5313","Column5314","Column5315","Column5316","Column5317","Column5318","Column5319","Column5320","Column5321","Column5322","Column5323","Column5324","Column5325","Column5326","Column5327","Column5328","Column5329","Column5330","Column5331","Column5332","Column5333","Column5334","Column5335","Column5336","Column5337","Column5338","Column5339","Column5340","Column5341","Column5342","Column5343","Column5344","Column5345","Column5346","Column5347","Column5348","Column5349","Column5350","Column5351","Column5352","Column5353","Column5354","Column5355","Column5356","Column5357","Column5358","Column5359","Column5360","Column5361","Column5362","Column5363","Column5364","Column5365","Column5366","Column5367","Column5368","Column5369","Column5370","Column5371","Column5372","Column5373","Column5374","Column5375","Column5376","Column5377","Column5378","Column5379","Column5380","Column5381","Column5382","Column5383","Column5384","Column5385","Column5386","Column5387","Column5388","Column5389","Column5390","Column5391","Column5392","Column5393","Column5394","Column5395","Column5396","Column5397","Column5398","Column5399","Column5400","Column5401","Column5402","Column5403","Column5404","Column5405","Column5406","Column5407","Column5408","Column5409","Column5410","Column5411","Column5412","Column5413","Column5414","Column5415","Column5416","Column5417","Column5418","Column5419","Column5420","Column5421","Column5422","Column5423","Column5424","Column5425","Column5426","Column5427","Column5428","Column5429","Column5430","Column5431","Column5432","Column5433","Column5434","Column5435","Column5436","Column5437","Column5438","Column5439","Column5440","Column5441","Column5442","Column5443","Column5444","Column5445","Column5446","Column5447","Column5448","Column5449","Column5450","Column5451","Column5452","Column5453","Column5454","Column5455","Column5456","Column5457","Column5458","Column5459","Column5460","Column5461","Column5462","Column5463","Column5464","Column5465","Column5466","Column5467","Column5468","Column5469","Column5470","Column5471","Column5472","Column5473","Column5474","Column5475","Column5476","Column5477","Column5478","Column5479","Column5480","Column5481","Column5482","Column5483","Column5484","Column5485","Column5486","Column5487","Column5488","Column5489","Column5490","Column5491","Column5492","Column5493","Column5494","Column5495","Column5496","Column5497","Column5498","Column5499","Column5500","Column5501","Column5502","Column5503","Column5504","Column5505","Column5506","Column5507","Column5508","Column5509","Column5510","Column5511","Column5512","Column5513","Column5514","Column5515","Column5516","Column5517","Column5518","Column5519","Column5520","Column5521","Column5522","Column5523","Column5524","Column5525","Column5526","Column5527","Column5528","Column5529","Column5530","Column5531","Column5532","Column5533","Column5534","Column5535","Column5536","Column5537","Column5538","Column5539","Column5540","Column5541","Column5542","Column5543","Column5544","Column5545","Column5546","Column5547","Column5548","Column5549","Column5550","Column5551","Column5552","Column5553","Column5554","Column5555","Column5556","Column5557","Column5558","Column5559","Column5560","Column5561","Column5562","Column5563","Column5564","Column5565","Column5566","Column5567","Column5568","Column5569","Column5570","Column5571","Column5572","Column5573","Column5574","Column5575","Column5576","Column5577","Column5578","Column5579","Column5580","Column5581","Column5582","Column5583","Column5584","Column5585","Column5586","Column5587","Column5588","Column5589","Column5590","Column5591","Column5592","Column5593","Column5594","Column5595","Column5596","Column5597","Column5598","Column5599","Column5600","Column5601","Column5602","Column5603","Column5604","Column5605","Column5606","Column5607","Column5608","Column5609","Column5610","Column5611","Column5612","Column5613","Column5614","Column5615","Column5616","Column5617","Column5618","Column5619","Column5620","Column5621","Column5622","Column5623","Column5624","Column5625","Column5626","Column5627","Column5628","Column5629","Column5630","Column5631","Column5632","Column5633","Column5634","Column5635","Column5636","Column5637","Column5638","Column5639","Column5640","Column5641","Column5642","Column5643","Column5644","Column5645","Column5646","Column5647","Column5648","Column5649","Column5650","Column5651","Column5652","Column5653","Column5654","Column5655","Column5656","Column5657","Column5658","Column5659","Column5660","Column5661","Column5662","Column5663","Column5664","Column5665","Column5666","Column5667","Column5668","Column5669","Column5670","Column5671","Column5672","Column5673","Column5674","Column5675","Column5676","Column5677","Column5678","Column5679","Column5680","Column5681","Column5682","Column5683","Column5684","Column5685","Column5686","Column5687","Column5688","Column5689","Column5690","Column5691","Column5692","Column5693","Column5694","Column5695","Column5696","Column5697","Column5698","Column5699","Column5700","Column5701","Column5702","Column5703","Column5704","Column5705","Column5706","Column5707","Column5708","Column5709","Column5710","Column5711","Column5712","Column5713","Column5714","Column5715","Column5716","Column5717","Column5718","Column5719","Column5720","Column5721","Column5722","Column5723","Column5724","Column5725","Column5726","Column5727","Column5728","Column5729","Column5730","Column5731","Column5732","Column5733","Column5734","Column5735","Column5736","Column5737","Column5738","Column5739","Column5740","Column5741","Column5742","Column5743","Column5744","Column5745","Column5746","Column5747","Column5748","Column5749","Column5750","Column5751","Column5752","Column5753","Column5754","Column5755","Column5756","Column5757","Column5758","Column5759","Column5760","Column5761","Column5762","Column5763","Column5764","Column5765","Column5766","Column5767","Column5768","Column5769","Column5770","Column5771","Column5772","Column5773","Column5774","Column5775","Column5776","Column5777","Column5778","Column5779","Column5780","Column5781","Column5782","Column5783","Column5784","Column5785","Column5786","Column5787","Column5788","Column5789","Column5790","Column5791","Column5792","Column5793","Column5794","Column5795","Column5796","Column5797","Column5798","Column5799","Column5800","Column5801","Column5802","Column5803","Column5804","Column5805","Column5806","Column5807","Column5808","Column5809","Column5810","Column5811","Column5812","Column5813","Column5814","Column5815","Column5816","Column5817","Column5818","Column5819","Column5820","Column5821","Column5822","Column5823","Column5824","Column5825","Column5826","Column5827","Column5828","Column5829","Column5830","Column5831","Column5832","Column5833","Column5834","Column5835","Column5836","Column5837","Column5838","Column5839","Column5840","Column5841","Column5842","Column5843","Column5844","Column5845","Column5846","Column5847","Column5848","Column5849","Column5850","Column5851","Column5852","Column5853","Column5854","Column5855","Column5856","Column5857","Column5858","Column5859","Column5860","Column5861","Column5862","Column5863","Column5864","Column5865","Column5866","Column5867","Column5868","Column5869","Column5870","Column5871","Column5872","Column5873","Column5874","Column5875","Column5876","Column5877","Column5878","Column5879","Column5880","Column5881","Column5882","Column5883","Column5884","Column5885","Column5886","Column5887","Column5888","Column5889","Column5890","Column5891","Column5892","Column5893","Column5894","Column5895","Column5896","Column5897","Column5898","Column5899","Column5900","Column5901","Column5902","Column5903","Column5904","Column5905","Column5906","Column5907","Column5908","Column5909","Column5910","Column5911","Column5912","Column5913","Column5914","Column5915","Column5916","Column5917","Column5918","Column5919","Column5920","Column5921","Column5922","Column5923","Column5924","Column5925","Column5926","Column5927","Column5928","Column5929","Column5930","Column5931","Column5932","Column5933","Column5934","Column5935","Column5936","Column5937","Column5938","Column5939","Column5940","Column5941","Column5942","Column5943","Column5944","Column5945","Column5946","Column5947","Column5948","Column5949","Column5950","Column5951","Column5952","Column5953","Column5954","Column5955","Column5956","Column5957","Column5958","Column5959","Column5960","Column5961","Column5962","Column5963","Column5964","Column5965","Column5966","Column5967","Column5968","Column5969","Column5970","Column5971","Column5972","Column5973","Column5974","Column5975","Column5976","Column5977","Column5978","Column5979","Column5980","Column5981","Column5982","Column5983","Column5984","Column5985","Column5986","Column5987","Column5988","Column5989","Column5990","Column5991","Column5992","Column5993","Column5994","Column5995","Column5996","Column5997","Column5998","Column5999","Column6000","Column6001","Column6002","Column6003","Column6004","Column6005","Column6006","Column6007","Column6008","Column6009","Column6010","Column6011","Column6012","Column6013","Column6014","Column6015","Column6016","Column6017","Column6018","Column6019","Column6020","Column6021","Column6022","Column6023","Column6024","Column6025","Column6026","Column6027","Column6028","Column6029","Column6030","Column6031","Column6032","Column6033","Column6034","Column6035","Column6036","Column6037","Column6038","Column6039","Column6040","Column6041","Column6042","Column6043","Column6044","Column6045","Column6046","Column6047","Column6048","Column6049","Column6050","Column6051","Column6052","Column6053","Column6054","Column6055","Column6056","Column6057","Column6058","Column6059","Column6060","Column6061","Column6062","Column6063","Column6064","Column6065","Column6066","Column6067","Column6068","Column6069","Column6070","Column6071","Column6072","Column6073","Column6074","Column6075","Column6076","Column6077","Column6078","Column6079","Column6080","Column6081","Column6082","Column6083","Column6084","Column6085","Column6086","Column6087","Column6088","Column6089","Column6090","Column6091","Column6092","Column6093","Column6094","Column6095","Column6096","Column6097","Column6098","Column6099","Column6100","Column6101","Column6102","Column6103","Column6104","Column6105","Column6106","Column6107","Column6108","Column6109","Column6110","Column6111","Column6112","Column6113","Column6114","Column6115","Column6116","Column6117","Column6118","Column6119","Column6120","Column6121","Column6122","Column6123","Column6124","Column6125","Column6126","Column6127","Column6128","Column6129","Column6130","Column6131","Column6132","Column6133","Column6134","Column6135","Column6136","Column6137","Column6138","Column6139","Column6140","Column6141","Column6142","Column6143","Column6144","Column6145","Column6146","Column6147","Column6148","Column6149","Column6150","Column6151","Column6152","Column6153","Column6154","Column6155","Column6156","Column6157","Column6158","Column6159","Column6160","Column6161","Column6162","Column6163","Column6164","Column6165","Column6166","Column6167","Column6168","Column6169","Column6170","Column6171","Column6172","Column6173","Column6174","Column6175","Column6176","Column6177","Column6178","Column6179","Column6180","Column6181","Column6182","Column6183","Column6184","Column6185","Column6186","Column6187","Column6188","Column6189","Column6190","Column6191","Column6192","Column6193","Column6194","Column6195","Column6196","Column6197","Column6198","Column6199","Column6200","Column6201","Column6202","Column6203","Column6204","Column6205","Column6206","Column6207","Column6208","Column6209","Column6210","Column6211","Column6212","Column6213","Column6214","Column6215","Column6216","Column6217","Column6218","Column6219","Column6220","Column6221","Column6222","Column6223","Column6224","Column6225","Column6226","Column6227","Column6228","Column6229","Column6230","Column6231","Column6232","Column6233","Column6234","Column6235","Column6236","Column6237","Column6238","Column6239","Column6240","Column6241","Column6242","Column6243","Column6244","Column6245","Column6246","Column6247","Column6248","Column6249","Column6250","Column6251","Column6252","Column6253","Column6254","Column6255","Column6256","Column6257","Column6258","Column6259","Column6260","Column6261","Column6262","Column6263","Column6264","Column6265","Column6266","Column6267","Column6268","Column6269","Column6270","Column6271","Column6272","Column6273","Column6274","Column6275","Column6276","Column6277","Column6278","Column6279","Column6280","Column6281","Column6282","Column6283","Column6284","Column6285","Column6286","Column6287","Column6288","Column6289","Column6290","Column6291","Column6292","Column6293","Column6294","Column6295","Column6296","Column6297","Column6298","Column6299","Column6300","Column6301","Column6302","Column6303","Column6304","Column6305","Column6306","Column6307","Column6308","Column6309","Column6310","Column6311","Column6312","Column6313","Column6314","Column6315","Column6316","Column6317","Column6318","Column6319","Column6320","Column6321","Column6322","Column6323","Column6324","Column6325","Column6326","Column6327","Column6328","Column6329","Column6330","Column6331","Column6332","Column6333","Column6334","Column6335","Column6336","Column6337","Column6338","Column6339","Column6340","Column6341","Column6342","Column6343","Column6344","Column6345","Column6346","Column6347","Column6348","Column6349","Column6350","Column6351","Column6352","Column6353","Column6354","Column6355","Column6356","Column6357","Column6358","Column6359","Column6360","Column6361","Column6362","Column6363","Column6364","Column6365","Column6366","Column6367","Column6368","Column6369","Column6370","Column6371","Column6372","Column6373","Column6374","Column6375","Column6376","Column6377","Column6378","Column6379","Column6380","Column6381","Column6382","Column6383","Column6384","Column6385","Column6386","Column6387","Column6388","Column6389","Column6390","Column6391","Column6392","Column6393","Column6394","Column6395","Column6396","Column6397","Column6398","Column6399","Column6400","Column6401","Column6402","Column6403","Column6404","Column6405","Column6406","Column6407","Column6408","Column6409","Column6410","Column6411","Column6412","Column6413","Column6414","Column6415","Column6416","Column6417","Column6418","Column6419","Column6420","Column6421","Column6422","Column6423","Column6424","Column6425","Column6426","Column6427","Column6428","Column6429","Column6430","Column6431","Column6432","Column6433","Column6434","Column6435","Column6436","Column6437","Column6438","Column6439","Column6440","Column6441","Column6442","Column6443","Column6444","Column6445","Column6446","Column6447","Column6448","Column6449","Column6450","Column6451","Column6452","Column6453","Column6454","Column6455","Column6456","Column6457","Column6458","Column6459","Column6460","Column6461","Column6462","Column6463","Column6464","Column6465","Column6466","Column6467","Column6468","Column6469","Column6470","Column6471","Column6472","Column6473","Column6474","Column6475","Column6476","Column6477","Column6478","Column6479","Column6480","Column6481","Column6482","Column6483","Column6484","Column6485","Column6486","Column6487","Column6488","Column6489","Column6490","Column6491","Column6492","Column6493","Column6494","Column6495","Column6496","Column6497","Column6498","Column6499","Column6500","Column6501","Column6502","Column6503","Column6504","Column6505","Column6506","Column6507","Column6508","Column6509","Column6510","Column6511","Column6512","Column6513","Column6514","Column6515","Column6516","Column6517","Column6518","Column6519","Column6520","Column6521","Column6522","Column6523","Column6524","Column6525","Column6526","Column6527","Column6528","Column6529","Column6530","Column6531","Column6532","Column6533","Column6534","Column6535","Column6536","Column6537","Column6538","Column6539","Column6540","Column6541","Column6542","Column6543","Column6544","Column6545","Column6546","Column6547","Column6548","Column6549","Column6550","Column6551","Column6552","Column6553","Column6554","Column6555","Column6556","Column6557","Column6558","Column6559","Column6560","Column6561","Column6562","Column6563","Column6564","Column6565","Column6566","Column6567","Column6568","Column6569","Column6570","Column6571","Column6572","Column6573","Column6574","Column6575","Column6576","Column6577","Column6578","Column6579","Column6580","Column6581","Column6582","Column6583","Column6584","Column6585","Column6586","Column6587","Column6588","Column6589","Column6590","Column6591","Column6592","Column6593","Column6594","Column6595","Column6596","Column6597","Column6598","Column6599","Column6600","Column6601","Column6602","Column6603","Column6604","Column6605","Column6606","Column6607","Column6608","Column6609","Column6610","Column6611","Column6612","Column6613","Column6614","Column6615","Column6616","Column6617","Column6618","Column6619","Column6620","Column6621","Column6622","Column6623","Column6624","Column6625","Column6626","Column6627","Column6628","Column6629","Column6630","Column6631","Column6632","Column6633","Column6634","Column6635","Column6636","Column6637","Column6638","Column6639","Column6640","Column6641","Column6642","Column6643","Column6644","Column6645","Column6646","Column6647","Column6648","Column6649","Column6650","Column6651","Column6652","Column6653","Column6654","Column6655","Column6656","Column6657","Column6658","Column6659","Column6660","Column6661","Column6662","Column6663","Column6664","Column6665","Column6666","Column6667","Column6668","Column6669","Column6670","Column6671","Column6672","Column6673","Column6674","Column6675","Column6676","Column6677","Column6678","Column6679","Column6680","Column6681","Column6682","Column6683","Column6684","Column6685","Column6686","Column6687","Column6688","Column6689","Column6690","Column6691","Column6692","Column6693","Column6694","Column6695","Column6696","Column6697","Column6698","Column6699","Column6700","Column6701","Column6702","Column6703","Column6704","Column6705","Column6706","Column6707","Column6708","Column6709","Column6710","Column6711","Column6712","Column6713","Column6714","Column6715","Column6716","Column6717","Column6718","Column6719","Column6720","Column6721","Column6722","Column6723","Column6724","Column6725","Column6726","Column6727","Column6728","Column6729","Column6730","Column6731","Column6732","Column6733","Column6734","Column6735","Column6736","Column6737","Column6738","Column6739","Column6740","Column6741","Column6742","Column6743","Column6744","Column6745","Column6746","Column6747","Column6748","Column6749","Column6750","Column6751","Column6752","Column6753","Column6754","Column6755","Column6756","Column6757","Column6758","Column6759","Column6760","Column6761","Column6762","Column6763","Column6764","Column6765","Column6766","Column6767","Column6768","Column6769","Column6770","Column6771","Column6772","Column6773","Column6774","Column6775","Column6776","Column6777","Column6778","Column6779","Column6780","Column6781","Column6782","Column6783","Column6784","Column6785","Column6786","Column6787","Column6788","Column6789","Column6790","Column6791","Column6792","Column6793","Column6794","Column6795","Column6796","Column6797","Column6798","Column6799","Column6800","Column6801","Column6802","Column6803","Column6804","Column6805","Column6806","Column6807","Column6808","Column6809","Column6810","Column6811","Column6812","Column6813","Column6814","Column6815","Column6816","Column6817","Column6818","Column6819","Column6820","Column6821","Column6822","Column6823","Column6824","Column6825","Column6826","Column6827","Column6828","Column6829","Column6830","Column6831","Column6832","Column6833","Column6834","Column6835","Column6836","Column6837","Column6838","Column6839","Column6840","Column6841","Column6842","Column6843","Column6844","Column6845","Column6846","Column6847","Column6848","Column6849","Column6850","Column6851","Column6852","Column6853","Column6854","Column6855","Column6856","Column6857","Column6858","Column6859","Column6860","Column6861","Column6862","Column6863","Column6864","Column6865","Column6866","Column6867","Column6868","Column6869","Column6870","Column6871","Column6872","Column6873","Column6874","Column6875","Column6876","Column6877","Column6878","Column6879","Column6880","Column6881","Column6882","Column6883","Column6884","Column6885","Column6886","Column6887","Column6888","Column6889","Column6890","Column6891","Column6892","Column6893","Column6894","Column6895","Column6896","Column6897","Column6898","Column6899","Column6900","Column6901","Column6902","Column6903","Column6904","Column6905","Column6906","Column6907","Column6908","Column6909","Column6910","Column6911","Column6912","Column6913","Column6914","Column6915","Column6916","Column6917","Column6918","Column6919","Column6920","Column6921","Column6922","Column6923","Column6924","Column6925","Column6926","Column6927","Column6928","Column6929","Column6930","Column6931","Column6932","Column6933","Column6934","Column6935","Column6936","Column6937","Column6938","Column6939","Column6940","Column6941","Column6942","Column6943","Column6944","Column6945","Column6946","Column6947","Column6948","Column6949","Column6950","Column6951","Column6952","Column6953","Column6954","Column6955","Column6956","Column6957","Column6958","Column6959","Column6960","Column6961","Column6962","Column6963","Column6964","Column6965","Column6966","Column6967","Column6968","Column6969","Column6970","Column6971","Column6972","Column6973","Column6974","Column6975","Column6976","Column6977","Column6978","Column6979","Column6980","Column6981","Column6982","Column6983","Column6984","Column6985","Column6986","Column6987","Column6988","Column6989","Column6990","Column6991","Column6992","Column6993","Column6994","Column6995","Column6996","Column6997","Column6998","Column6999","Column7000","Column7001","Column7002","Column7003","Column7004","Column7005","Column7006","Column7007","Column7008","Column7009","Column7010","Column7011","Column7012","Column7013","Column7014","Column7015","Column7016","Column7017","Column7018","Column7019","Column7020","Column7021","Column7022","Column7023","Column7024","Column7025","Column7026","Column7027","Column7028","Column7029","Column7030","Column7031","Column7032","Column7033","Column7034","Column7035","Column7036","Column7037","Column7038","Column7039","Column7040","Column7041","Column7042","Column7043","Column7044","Column7045","Column7046","Column7047","Column7048","Column7049","Column7050","Column7051","Column7052","Column7053","Column7054","Column7055","Column7056","Column7057","Column7058","Column7059","Column7060","Column7061","Column7062","Column7063","Column7064","Column7065","Column7066","Column7067","Column7068","Column7069","Column7070","Column7071","Column7072","Column7073","Column7074","Column7075","Column7076","Column7077","Column7078","Column7079","Column7080","Column7081","Column7082","Column7083","Column7084","Column7085","Column7086","Column7087","Column7088","Column7089","Column7090","Column7091","Column7092","Column7093","Column7094","Column7095","Column7096","Column7097","Column7098","Column7099","Column7100","Column7101","Column7102","Column7103","Column7104","Column7105","Column7106","Column7107","Column7108","Column7109","Column7110","Column7111","Column7112","Column7113","Column7114","Column7115","Column7116","Column7117","Column7118","Column7119","Column7120","Column7121","Column7122","Column7123","Column7124","Column7125","Column7126","Column7127","Column7128","Column7129","Column7130","Column7131","Column7132","Column7133","Column7134","Column7135","Column7136","Column7137","Column7138","Column7139","Column7140","Column7141","Column7142","Column7143","Column7144","Column7145","Column7146","Column7147","Column7148","Column7149","Column7150","Column7151","Column7152","Column7153","Column7154","Column7155","Column7156","Column7157","Column7158","Column7159","Column7160","Column7161","Column7162","Column7163","Column7164","Column7165","Column7166","Column7167","Column7168","Column7169","Column7170","Column7171","Column7172","Column7173","Column7174","Column7175","Column7176","Column7177","Column7178","Column7179","Column7180","Column7181","Column7182","Column7183","Column7184","Column7185","Column7186","Column7187","Column7188","Column7189","Column7190","Column7191","Column7192","Column7193","Column7194","Column7195","Column7196","Column7197","Column7198","Column7199","Column7200","Column7201","Column7202","Column7203","Column7204","Column7205","Column7206","Column7207","Column7208","Column7209","Column7210","Column7211","Column7212","Column7213","Column7214","Column7215","Column7216","Column7217","Column7218","Column7219","Column7220","Column7221","Column7222","Column7223","Column7224","Column7225","Column7226","Column7227","Column7228","Column7229","Column7230","Column7231","Column7232","Column7233","Column7234","Column7235","Column7236","Column7237","Column7238","Column7239","Column7240","Column7241","Column7242","Column7243","Column7244","Column7245","Column7246","Column7247","Column7248","Column7249","Column7250","Column7251","Column7252","Column7253","Column7254","Column7255","Column7256","Column7257","Column7258","Column7259","Column7260","Column7261","Column7262","Column7263","Column7264","Column7265","Column7266","Column7267","Column7268","Column7269","Column7270","Column7271","Column7272","Column7273","Column7274","Column7275","Column7276","Column7277","Column7278","Column7279","Column7280","Column7281","Column7282","Column7283","Column7284","Column7285","Column7286","Column7287","Column7288","Column7289","Column7290","Column7291","Column7292","Column7293","Column7294","Column7295","Column7296","Column7297","Column7298","Column7299","Column7300","Column7301","Column7302","Column7303","Column7304","Column7305","Column7306","Column7307","Column7308","Column7309","Column7310","Column7311","Column7312","Column7313","Column7314","Column7315","Column7316","Column7317","Column7318","Column7319","Column7320","Column7321","Column7322","Column7323","Column7324","Column7325","Column7326","Column7327","Column7328","Column7329","Column7330","Column7331","Column7332","Column7333","Column7334","Column7335","Column7336","Column7337","Column7338","Column7339","Column7340","Column7341","Column7342","Column7343","Column7344","Column7345","Column7346","Column7347","Column7348","Column7349","Column7350","Column7351","Column7352","Column7353","Column7354","Column7355","Column7356","Column7357","Column7358","Column7359","Column7360","Column7361","Column7362","Column7363","Column7364","Column7365","Column7366","Column7367","Column7368","Column7369","Column7370","Column7371","Column7372","Column7373","Column7374","Column7375","Column7376","Column7377","Column7378","Column7379","Column7380","Column7381","Column7382","Column7383","Column7384","Column7385","Column7386","Column7387","Column7388","Column7389","Column7390","Column7391","Column7392","Column7393","Column7394","Column7395","Column7396","Column7397","Column7398","Column7399","Column7400","Column7401","Column7402","Column7403","Column7404","Column7405","Column7406","Column7407","Column7408","Column7409","Column7410","Column7411","Column7412","Column7413","Column7414","Column7415","Column7416","Column7417","Column7418","Column7419","Column7420","Column7421","Column7422","Column7423","Column7424","Column7425","Column7426","Column7427","Column7428","Column7429","Column7430","Column7431","Column7432","Column7433","Column7434","Column7435","Column7436","Column7437","Column7438","Column7439","Column7440","Column7441","Column7442","Column7443","Column7444","Column7445","Column7446","Column7447","Column7448","Column7449","Column7450","Column7451","Column7452","Column7453","Column7454","Column7455","Column7456","Column7457","Column7458","Column7459","Column7460","Column7461","Column7462","Column7463","Column7464","Column7465","Column7466","Column7467","Column7468","Column7469","Column7470","Column7471","Column7472","Column7473","Column7474","Column7475","Column7476","Column7477","Column7478","Column7479","Column7480","Column7481","Column7482","Column7483","Column7484","Column7485","Column7486","Column7487","Column7488","Column7489","Column7490","Column7491","Column7492","Column7493","Column7494","Column7495","Column7496","Column7497","Column7498","Column7499","Column7500","Column7501","Column7502","Column7503","Column7504","Column7505","Column7506","Column7507","Column7508","Column7509","Column7510","Column7511","Column7512","Column7513","Column7514","Column7515","Column7516","Column7517","Column7518","Column7519","Column7520","Column7521","Column7522","Column7523","Column7524","Column7525","Column7526","Column7527","Column7528","Column7529","Column7530","Column7531","Column7532","Column7533","Column7534","Column7535","Column7536","Column7537","Column7538","Column7539","Column7540","Column7541","Column7542","Column7543","Column7544","Column7545","Column7546","Column7547","Column7548","Column7549","Column7550","Column7551","Column7552","Column7553","Column7554","Column7555","Column7556","Column7557","Column7558","Column7559","Column7560","Column7561","Column7562","Column7563","Column7564","Column7565","Column7566","Column7567","Column7568","Column7569","Column7570","Column7571","Column7572","Column7573","Column7574","Column7575","Column7576","Column7577","Column7578","Column7579","Column7580","Column7581","Column7582","Column7583","Column7584","Column7585","Column7586","Column7587","Column7588","Column7589","Column7590","Column7591","Column7592","Column7593","Column7594","Column7595","Column7596","Column7597","Column7598","Column7599","Column7600","Column7601","Column7602","Column7603","Column7604","Column7605","Column7606","Column7607","Column7608","Column7609","Column7610","Column7611","Column7612","Column7613","Column7614","Column7615","Column7616","Column7617","Column7618","Column7619","Column7620","Column7621","Column7622","Column7623","Column7624","Column7625","Column7626","Column7627","Column7628","Column7629","Column7630","Column7631","Column7632","Column7633","Column7634","Column7635","Column7636","Column7637","Column7638","Column7639","Column7640","Column7641","Column7642","Column7643","Column7644","Column7645","Column7646","Column7647","Column7648","Column7649","Column7650","Column7651","Column7652","Column7653","Column7654","Column7655","Column7656","Column7657","Column7658","Column7659","Column7660","Column7661","Column7662","Column7663","Column7664","Column7665","Column7666","Column7667","Column7668","Column7669","Column7670","Column7671","Column7672","Column7673","Column7674","Column7675","Column7676","Column7677","Column7678","Column7679","Column7680","Column7681","Column7682","Column7683","Column7684","Column7685","Column7686","Column7687","Column7688","Column7689","Column7690","Column7691","Column7692","Column7693","Column7694","Column7695","Column7696","Column7697","Column7698","Column7699","Column7700","Column7701","Column7702","Column7703","Column7704","Column7705","Column7706","Column7707","Column7708","Column7709","Column7710","Column7711","Column7712","Column7713","Column7714","Column7715","Column7716","Column7717","Column7718","Column7719","Column7720","Column7721","Column7722","Column7723","Column7724","Column7725","Column7726","Column7727","Column7728","Column7729","Column7730","Column7731","Column7732","Column7733","Column7734","Column7735","Column7736","Column7737","Column7738","Column7739","Column7740","Column7741","Column7742","Column7743","Column7744","Column7745","Column7746","Column7747","Column7748","Column7749","Column7750","Column7751","Column7752","Column7753","Column7754","Column7755","Column7756","Column7757","Column7758","Column7759","Column7760","Column7761","Column7762","Column7763","Column7764","Column7765","Column7766","Column7767","Column7768","Column7769","Column7770","Column7771","Column7772","Column7773","Column7774","Column7775","Column7776","Column7777","Column7778","Column7779","Column7780","Column7781","Column7782","Column7783","Column7784","Column7785","Column7786","Column7787","Column7788","Column7789","Column7790","Column7791","Column7792","Column7793","Column7794","Column7795","Column7796","Column7797","Column7798","Column7799","Column7800","Column7801","Column7802","Column7803","Column7804","Column7805","Column7806","Column7807","Column7808","Column7809","Column7810","Column7811","Column7812","Column7813","Column7814","Column7815","Column7816","Column7817","Column7818","Column7819","Column7820","Column7821","Column7822","Column7823","Column7824","Column7825","Column7826","Column7827","Column7828","Column7829","Column7830","Column7831","Column7832","Column7833","Column7834","Column7835","Column7836","Column7837","Column7838","Column7839","Column7840","Column7841","Column7842","Column7843","Column7844","Column7845","Column7846","Column7847","Column7848","Column7849","Column7850","Column7851","Column7852","Column7853","Column7854","Column7855","Column7856","Column7857","Column7858","Column7859","Column7860","Column7861","Column7862","Column7863","Column7864","Column7865","Column7866","Column7867","Column7868","Column7869","Column7870","Column7871","Column7872","Column7873","Column7874","Column7875","Column7876","Column7877","Column7878","Column7879","Column7880","Column7881","Column7882","Column7883","Column7884","Column7885","Column7886","Column7887","Column7888","Column7889","Column7890","Column7891","Column7892","Column7893","Column7894","Column7895","Column7896","Column7897","Column7898","Column7899","Column7900","Column7901","Column7902","Column7903","Column7904","Column7905","Column7906","Column7907","Column7908","Column7909","Column7910","Column7911","Column7912","Column7913","Column7914","Column7915","Column7916","Column7917","Column7918","Column7919","Column7920","Column7921","Column7922","Column7923","Column7924","Column7925","Column7926","Column7927","Column7928","Column7929","Column7930","Column7931","Column7932","Column7933","Column7934","Column7935","Column7936","Column7937","Column7938","Column7939","Column7940","Column7941","Column7942","Column7943","Column7944","Column7945","Column7946","Column7947","Column7948","Column7949","Column7950","Column7951","Column7952","Column7953","Column7954","Column7955","Column7956","Column7957","Column7958","Column7959","Column7960","Column7961","Column7962","Column7963","Column7964","Column7965","Column7966","Column7967","Column7968","Column7969","Column7970","Column7971","Column7972","Column7973","Column7974","Column7975","Column7976","Column7977","Column7978","Column7979","Column7980","Column7981","Column7982","Column7983","Column7984","Column7985","Column7986","Column7987","Column7988","Column7989","Column7990","Column7991","Column7992","Column7993","Column7994","Column7995","Column7996","Column7997","Column7998","Column7999","Column8000","Column8001","Column8002","Column8003","Column8004","Column8005","Column8006","Column8007","Column8008","Column8009","Column8010","Column8011","Column8012","Column8013","Column8014","Column8015","Column8016","Column8017","Column8018","Column8019","Column8020","Column8021","Column8022","Column8023","Column8024","Column8025","Column8026","Column8027","Column8028","Column8029","Column8030","Column8031","Column8032","Column8033","Column8034","Column8035","Column8036","Column8037","Column8038","Column8039","Column8040","Column8041","Column8042","Column8043","Column8044","Column8045","Column8046","Column8047","Column8048","Column8049","Column8050","Column8051","Column8052","Column8053","Column8054","Column8055","Column8056","Column8057","Column8058","Column8059","Column8060","Column8061","Column8062","Column8063","Column8064","Column8065","Column8066","Column8067","Column8068","Column8069","Column8070","Column8071","Column8072","Column8073","Column8074","Column8075","Column8076","Column8077","Column8078","Column8079","Column8080","Column8081","Column8082","Column8083","Column8084","Column8085","Column8086","Column8087","Column8088","Column8089","Column8090","Column8091","Column8092","Column8093","Column8094","Column8095","Column8096","Column8097","Column8098","Column8099","Column8100","Column8101","Column8102","Column8103","Column8104","Column8105","Column8106","Column8107","Column8108","Column8109","Column8110","Column8111","Column8112","Column8113","Column8114","Column8115","Column8116","Column8117","Column8118","Column8119","Column8120","Column8121","Column8122","Column8123","Column8124","Column8125","Column8126","Column8127","Column8128","Column8129","Column8130","Column8131","Column8132","Column8133","Column8134","Column8135","Column8136","Column8137","Column8138","Column8139","Column8140","Column8141","Column8142","Column8143","Column8144","Column8145","Column8146","Column8147","Column8148","Column8149","Column8150","Column8151","Column8152","Column8153","Column8154","Column8155","Column8156","Column8157","Column8158","Column8159","Column8160","Column8161","Column8162","Column8163","Column8164","Column8165","Column8166","Column8167","Column8168","Column8169","Column8170","Column8171","Column8172","Column8173","Column8174","Column8175","Column8176","Column8177","Column8178","Column8179","Column8180","Column8181","Column8182","Column8183","Column8184","Column8185","Column8186","Column8187","Column8188","Column8189","Column8190","Column8191","Column8192","Column8193","Column8194","Column8195","Column8196","Column8197","Column8198","Column8199","Column8200","Column8201","Column8202","Column8203","Column8204","Column8205","Column8206","Column8207","Column8208","Column8209","Column8210","Column8211","Column8212","Column8213","Column8214","Column8215","Column8216","Column8217","Column8218","Column8219","Column8220","Column8221","Column8222","Column8223","Column8224","Column8225","Column8226","Column8227","Column8228","Column8229","Column8230","Column8231","Column8232","Column8233","Column8234","Column8235","Column8236","Column8237","Column8238","Column8239","Column8240","Column8241","Column8242","Column8243","Column8244","Column8245","Column8246","Column8247","Column8248","Column8249","Column8250","Column8251","Column8252","Column8253","Column8254","Column8255","Column8256","Column8257","Column8258","Column8259","Column8260","Column8261","Column8262","Column8263","Column8264","Column8265","Column8266","Column8267","Column8268","Column8269","Column8270","Column8271","Column8272","Column8273","Column8274","Column8275","Column8276","Column8277","Column8278","Column8279","Column8280","Column8281","Column8282","Column8283","Column8284","Column8285","Column8286","Column8287","Column8288","Column8289","Column8290","Column8291","Column8292","Column8293","Column8294","Column8295","Column8296","Column8297","Column8298","Column8299","Column8300","Column8301","Column8302","Column8303","Column8304","Column8305","Column8306","Column8307","Column8308","Column8309","Column8310","Column8311","Column8312","Column8313","Column8314","Column8315","Column8316","Column8317","Column8318","Column8319","Column8320","Column8321","Column8322","Column8323","Column8324","Column8325","Column8326","Column8327","Column8328","Column8329","Column8330","Column8331","Column8332","Column8333","Column8334","Column8335","Column8336","Column8337","Column8338","Column8339","Column8340","Column8341","Column8342","Column8343","Column8344","Column8345","Column8346","Column8347","Column8348","Column8349","Column8350","Column8351","Column8352","Column8353","Column8354","Column8355","Column8356","Column8357","Column8358","Column8359","Column8360","Column8361","Column8362","Column8363","Column8364","Column8365","Column8366","Column8367","Column8368","Column8369","Column8370","Column8371","Column8372","Column8373","Column8374","Column8375","Column8376","Column8377","Column8378","Column8379","Column8380","Column8381","Column8382","Column8383","Column8384","Column8385","Column8386","Column8387","Column8388","Column8389","Column8390","Column8391","Column8392","Column8393","Column8394","Column8395","Column8396","Column8397","Column8398","Column8399","Column8400","Column8401","Column8402","Column8403","Column8404","Column8405","Column8406","Column8407","Column8408","Column8409","Column8410","Column8411","Column8412","Column8413","Column8414","Column8415","Column8416","Column8417","Column8418","Column8419","Column8420","Column8421","Column8422","Column8423","Column8424","Column8425","Column8426","Column8427","Column8428","Column8429","Column8430","Column8431","Column8432","Column8433","Column8434","Column8435","Column8436","Column8437","Column8438","Column8439","Column8440","Column8441","Column8442","Column8443","Column8444","Column8445","Column8446","Column8447","Column8448","Column8449","Column8450","Column8451","Column8452","Column8453","Column8454","Column8455","Column8456","Column8457","Column8458","Column8459","Column8460","Column8461","Column8462","Column8463","Column8464","Column8465","Column8466","Column8467","Column8468","Column8469","Column8470","Column8471","Column8472","Column8473","Column8474","Column8475","Column8476","Column8477","Column8478","Column8479","Column8480","Column8481","Column8482","Column8483","Column8484","Column8485","Column8486","Column8487","Column8488","Column8489","Column8490","Column8491","Column8492","Column8493","Column8494","Column8495","Column8496","Column8497","Column8498","Column8499","Column8500","Column8501","Column8502","Column8503","Column8504","Column8505","Column8506","Column8507","Column8508","Column8509","Column8510","Column8511","Column8512","Column8513","Column8514","Column8515","Column8516","Column8517","Column8518","Column8519","Column8520","Column8521","Column8522","Column8523","Column8524","Column8525","Column8526","Column8527","Column8528","Column8529","Column8530","Column8531","Column8532","Column8533","Column8534","Column8535","Column8536","Column8537","Column8538","Column8539","Column8540","Column8541","Column8542","Column8543","Column8544","Column8545","Column8546","Column8547","Column8548","Column8549","Column8550","Column8551","Column8552","Column8553","Column8554","Column8555","Column8556","Column8557","Column8558","Column8559","Column8560","Column8561","Column8562","Column8563","Column8564","Column8565","Column8566","Column8567","Column8568","Column8569","Column8570","Column8571","Column8572","Column8573","Column8574","Column8575","Column8576","Column8577","Column8578","Column8579","Column8580","Column8581","Column8582","Column8583","Column8584","Column8585","Column8586","Column8587","Column8588","Column8589","Column8590","Column8591","Column8592","Column8593","Column8594","Column8595","Column8596","Column8597","Column8598","Column8599","Column8600","Column8601","Column8602","Column8603","Column8604","Column8605","Column8606","Column8607","Column8608","Column8609","Column8610","Column8611","Column8612","Column8613","Column8614","Column8615","Column8616","Column8617","Column8618","Column8619","Column8620","Column8621","Column8622","Column8623","Column8624","Column8625","Column8626","Column8627","Column8628","Column8629","Column8630","Column8631","Column8632","Column8633","Column8634","Column8635","Column8636","Column8637","Column8638","Column8639","Column8640","Column8641","Column8642","Column8643","Column8644","Column8645","Column8646","Column8647","Column8648","Column8649","Column8650","Column8651","Column8652","Column8653","Column8654","Column8655","Column8656","Column8657","Column8658","Column8659","Column8660","Column8661","Column8662","Column8663","Column8664","Column8665","Column8666","Column8667","Column8668","Column8669","Column8670","Column8671","Column8672","Column8673","Column8674","Column8675","Column8676","Column8677","Column8678","Column8679","Column8680","Column8681","Column8682","Column8683","Column8684","Column8685","Column8686","Column8687","Column8688","Column8689","Column8690","Column8691","Column8692","Column8693","Column8694","Column8695","Column8696","Column8697","Column8698","Column8699","Column8700","Column8701","Column8702","Column8703","Column8704","Column8705","Column8706","Column8707","Column8708","Column8709","Column8710","Column8711","Column8712","Column8713","Column8714","Column8715","Column8716","Column8717","Column8718","Column8719","Column8720","Column8721","Column8722","Column8723","Column8724","Column8725","Column8726","Column8727","Column8728","Column8729","Column8730","Column8731","Column8732","Column8733","Column8734","Column8735","Column8736","Column8737","Column8738","Column8739","Column8740","Column8741","Column8742","Column8743","Column8744","Column8745","Column8746","Column8747","Column8748","Column8749","Column8750","Column8751","Column8752","Column8753","Column8754","Column8755","Column8756","Column8757","Column8758","Column8759","Column8760","Column8761","Column8762","Column8763","Column8764","Column8765","Column8766","Column8767","Column8768","Column8769","Column8770","Column8771","Column8772","Column8773","Column8774","Column8775","Column8776","Column8777","Column8778","Column8779","Column8780","Column8781","Column8782","Column8783","Column8784","Column8785","Column8786","Column8787","Column8788","Column8789","Column8790","Column8791","Column8792","Column8793","Column8794","Column8795","Column8796","Column8797","Column8798","Column8799","Column8800","Column8801","Column8802","Column8803","Column8804","Column8805","Column8806","Column8807","Column8808","Column8809","Column8810","Column8811","Column8812","Column8813","Column8814","Column8815","Column8816","Column8817","Column8818","Column8819","Column8820","Column8821","Column8822","Column8823","Column8824","Column8825","Column8826","Column8827","Column8828","Column8829","Column8830","Column8831","Column8832","Column8833","Column8834","Column8835","Column8836","Column8837","Column8838","Column8839","Column8840","Column8841","Column8842","Column8843","Column8844","Column8845","Column8846","Column8847","Column8848","Column8849","Column8850","Column8851","Column8852","Column8853","Column8854","Column8855","Column8856","Column8857","Column8858","Column8859","Column8860","Column8861","Column8862","Column8863","Column8864","Column8865","Column8866","Column8867","Column8868","Column8869","Column8870","Column8871","Column8872","Column8873","Column8874","Column8875","Column8876","Column8877","Column8878","Column8879","Column8880","Column8881","Column8882","Column8883","Column8884","Column8885","Column8886","Column8887","Column8888","Column8889","Column8890","Column8891","Column8892","Column8893","Column8894","Column8895","Column8896","Column8897","Column8898","Column8899","Column8900","Column8901","Column8902","Column8903","Column8904","Column8905","Column8906","Column8907","Column8908","Column8909","Column8910","Column8911","Column8912","Column8913","Column8914","Column8915","Column8916","Column8917","Column8918","Column8919","Column8920","Column8921","Column8922","Column8923","Column8924","Column8925","Column8926","Column8927","Column8928","Column8929","Column8930","Column8931","Column8932","Column8933","Column8934","Column8935","Column8936","Column8937","Column8938","Column8939","Column8940","Column8941","Column8942","Column8943","Column8944","Column8945","Column8946","Column8947","Column8948","Column8949","Column8950","Column8951","Column8952","Column8953","Column8954","Column8955","Column8956","Column8957","Column8958","Column8959","Column8960","Column8961","Column8962","Column8963","Column8964","Column8965","Column8966","Column8967","Column8968","Column8969","Column8970","Column8971","Column8972","Column8973","Column8974","Column8975","Column8976","Column8977","Column8978","Column8979","Column8980","Column8981","Column8982","Column8983","Column8984","Column8985","Column8986","Column8987","Column8988","Column8989","Column8990","Column8991","Column8992","Column8993","Column8994","Column8995","Column8996","Column8997","Column8998","Column8999","Column9000","Column9001","Column9002","Column9003","Column9004","Column9005","Column9006","Column9007","Column9008","Column9009","Column9010","Column9011","Column9012","Column9013","Column9014","Column9015","Column9016","Column9017","Column9018","Column9019","Column9020","Column9021","Column9022","Column9023","Column9024","Column9025","Column9026","Column9027","Column9028","Column9029","Column9030","Column9031","Column9032","Column9033","Column9034","Column9035","Column9036","Column9037","Column9038","Column9039","Column9040","Column9041","Column9042","Column9043","Column9044","Column9045","Column9046","Column9047","Column9048","Column9049","Column9050","Column9051","Column9052","Column9053","Column9054","Column9055","Column9056","Column9057","Column9058","Column9059","Column9060","Column9061","Column9062","Column9063","Column9064","Column9065","Column9066","Column9067","Column9068","Column9069","Column9070","Column9071","Column9072","Column9073","Column9074","Column9075","Column9076","Column9077","Column9078","Column9079","Column9080","Column9081","Column9082","Column9083","Column9084","Column9085","Column9086","Column9087","Column9088","Column9089","Column9090","Column9091","Column9092","Column9093","Column9094","Column9095","Column9096","Column9097","Column9098","Column9099","Column9100","Column9101","Column9102","Column9103","Column9104","Column9105","Column9106","Column9107","Column9108","Column9109","Column9110","Column9111","Column9112","Column9113","Column9114","Column9115","Column9116","Column9117","Column9118","Column9119","Column9120","Column9121","Column9122","Column9123","Column9124","Column9125","Column9126","Column9127","Column9128","Column9129","Column9130","Column9131","Column9132","Column9133","Column9134","Column9135","Column9136","Column9137","Column9138","Column9139","Column9140","Column9141","Column9142","Column9143","Column9144","Column9145","Column9146","Column9147","Column9148","Column9149","Column9150","Column9151","Column9152","Column9153","Column9154","Column9155","Column9156","Column9157","Column9158","Column9159","Column9160","Column9161","Column9162","Column9163","Column9164","Column9165","Column9166","Column9167","Column9168","Column9169","Column9170","Column9171","Column9172","Column9173","Column9174","Column9175","Column9176","Column9177","Column9178","Column9179","Column9180","Column9181","Column9182","Column9183","Column9184","Column9185","Column9186","Column9187","Column9188","Column9189","Column9190","Column9191","Column9192","Column9193","Column9194","Column9195","Column9196","Column9197","Column9198","Column9199","Column9200","Column9201","Column9202","Column9203","Column9204","Column9205","Column9206","Column9207","Column9208","Column9209","Column9210","Column9211","Column9212","Column9213","Column9214","Column9215","Column9216","Column9217","Column9218","Column9219","Column9220","Column9221","Column9222","Column9223","Column9224","Column9225","Column9226","Column9227","Column9228","Column9229","Column9230","Column9231","Column9232","Column9233","Column9234","Column9235","Column9236","Column9237","Column9238","Column9239","Column9240","Column9241","Column9242","Column9243","Column9244","Column9245","Column9246","Column9247","Column9248","Column9249","Column9250","Column9251","Column9252","Column9253","Column9254","Column9255","Column9256","Column9257","Column9258","Column9259","Column9260","Column9261","Column9262","Column9263","Column9264","Column9265","Column9266","Column9267","Column9268","Column9269","Column9270","Column9271","Column9272","Column9273","Column9274","Column9275","Column9276","Column9277","Column9278","Column9279","Column9280","Column9281","Column9282","Column9283","Column9284","Column9285","Column9286","Column9287","Column9288","Column9289","Column9290","Column9291","Column9292","Column9293","Column9294","Column9295","Column9296","Column9297","Column9298","Column9299","Column9300","Column9301","Column9302","Column9303","Column9304","Column9305","Column9306","Column9307","Column9308","Column9309","Column9310","Column9311","Column9312","Column9313","Column9314","Column9315","Column9316","Column9317","Column9318","Column9319","Column9320","Column9321","Column9322","Column9323","Column9324","Column9325","Column9326","Column9327","Column9328","Column9329","Column9330","Column9331","Column9332","Column9333","Column9334","Column9335","Column9336","Column9337","Column9338","Column9339","Column9340","Column9341","Column9342","Column9343","Column9344","Column9345","Column9346","Column9347","Column9348","Column9349","Column9350","Column9351","Column9352","Column9353","Column9354","Column9355","Column9356","Column9357","Column9358","Column9359","Column9360","Column9361","Column9362","Column9363","Column9364","Column9365","Column9366","Column9367","Column9368","Column9369","Column9370","Column9371","Column9372","Column9373","Column9374","Column9375","Column9376","Column9377","Column9378","Column9379","Column9380","Column9381","Column9382","Column9383","Column9384","Column9385","Column9386","Column9387","Column9388","Column9389","Column9390","Column9391","Column9392","Column9393","Column9394","Column9395","Column9396","Column9397","Column9398","Column9399","Column9400","Column9401","Column9402","Column9403","Column9404","Column9405","Column9406","Column9407","Column9408","Column9409","Column9410","Column9411","Column9412","Column9413","Column9414","Column9415","Column9416","Column9417","Column9418","Column9419","Column9420","Column9421","Column9422","Column9423","Column9424","Column9425","Column9426","Column9427","Column9428","Column9429","Column9430","Column9431","Column9432","Column9433","Column9434","Column9435","Column9436","Column9437","Column9438","Column9439","Column9440","Column9441","Column9442","Column9443","Column9444","Column9445","Column9446","Column9447","Column9448","Column9449","Column9450","Column9451","Column9452","Column9453","Column9454","Column9455","Column9456","Column9457","Column9458","Column9459","Column9460","Column9461","Column9462","Column9463","Column9464","Column9465","Column9466","Column9467","Column9468","Column9469","Column9470","Column9471","Column9472","Column9473","Column9474","Column9475","Column9476","Column9477","Column9478","Column9479","Column9480","Column9481","Column9482","Column9483","Column9484","Column9485","Column9486","Column9487","Column9488","Column9489","Column9490","Column9491","Column9492","Column9493","Column9494","Column9495","Column9496","Column9497","Column9498","Column9499","Column9500","Column9501","Column9502","Column9503","Column9504","Column9505","Column9506","Column9507","Column9508","Column9509","Column9510","Column9511","Column9512","Column9513","Column9514","Column9515","Column9516","Column9517","Column9518","Column9519","Column9520","Column9521","Column9522","Column9523","Column9524","Column9525","Column9526","Column9527","Column9528","Column9529","Column9530","Column9531","Column9532","Column9533","Column9534","Column9535","Column9536","Column9537","Column9538","Column9539","Column9540","Column9541","Column9542","Column9543","Column9544","Column9545","Column9546","Column9547","Column9548","Column9549","Column9550","Column9551","Column9552","Column9553","Column9554","Column9555","Column9556","Column9557","Column9558","Column9559","Column9560","Column9561","Column9562","Column9563","Column9564","Column9565","Column9566","Column9567","Column9568","Column9569","Column9570","Column9571","Column9572","Column9573","Column9574","Column9575","Column9576","Column9577","Column9578","Column9579","Column9580","Column9581","Column9582","Column9583","Column9584","Column9585","Column9586","Column9587","Column9588","Column9589","Column9590","Column9591","Column9592","Column9593","Column9594","Column9595","Column9596","Column9597","Column9598","Column9599","Column9600","Column9601","Column9602","Column9603","Column9604","Column9605","Column9606","Column9607","Column9608","Column9609","Column9610","Column9611","Column9612","Column9613","Column9614","Column9615","Column9616","Column9617","Column9618","Column9619","Column9620","Column9621","Column9622","Column9623","Column9624","Column9625","Column9626","Column9627","Column9628","Column9629","Column9630","Column9631","Column9632","Column9633","Column9634","Column9635","Column9636","Column9637","Column9638","Column9639","Column9640","Column9641","Column9642","Column9643","Column9644","Column9645","Column9646","Column9647","Column9648","Column9649","Column9650","Column9651","Column9652","Column9653","Column9654","Column9655","Column9656","Column9657","Column9658","Column9659","Column9660","Column9661","Column9662","Column9663","Column9664","Column9665","Column9666","Column9667","Column9668","Column9669","Column9670","Column9671","Column9672","Column9673","Column9674","Column9675","Column9676","Column9677","Column9678","Column9679","Column9680","Column9681","Column9682","Column9683","Column9684","Column9685","Column9686","Column9687","Column9688","Column9689","Column9690","Column9691","Column9692","Column9693","Column9694","Column9695","Column9696","Column9697","Column9698","Column9699","Column9700","Column9701","Column9702","Column9703","Column9704","Column9705","Column9706","Column9707","Column9708","Column9709","Column9710","Column9711","Column9712","Column9713","Column9714","Column9715","Column9716","Column9717","Column9718","Column9719","Column9720","Column9721","Column9722","Column9723","Column9724","Column9725","Column9726","Column9727","Column9728","Column9729","Column9730","Column9731","Column9732","Column9733","Column9734","Column9735","Column9736","Column9737","Column9738","Column9739","Column9740","Column9741","Column9742","Column9743","Column9744","Column9745","Column9746","Column9747","Column9748","Column9749","Column9750","Column9751","Column9752","Column9753","Column9754","Column9755","Column9756","Column9757","Column9758","Column9759","Column9760","Column9761","Column9762","Column9763","Column9764","Column9765","Column9766","Column9767","Column9768","Column9769","Column9770","Column9771","Column9772","Column9773","Column9774","Column9775","Column9776","Column9777","Column9778","Column9779","Column9780","Column9781","Column9782","Column9783","Column9784","Column9785","Column9786","Column9787","Column9788","Column9789","Column9790","Column9791","Column9792","Column9793","Column9794","Column9795","Column9796","Column9797","Column9798","Column9799","Column9800","Column9801","Column9802","Column9803","Column9804","Column9805","Column9806","Column9807","Column9808","Column9809","Column9810","Column9811","Column9812","Column9813","Column9814","Column9815","Column9816","Column9817","Column9818","Column9819","Column9820","Column9821","Column9822","Column9823","Column9824","Column9825","Column9826","Column9827","Column9828","Column9829","Column9830","Column9831","Column9832","Column9833","Column9834","Column9835","Column9836","Column9837","Column9838","Column9839","Column9840","Column9841","Column9842","Column9843","Column9844","Column9845","Column9846","Column9847","Column9848","Column9849","Column9850","Column9851","Column9852","Column9853","Column9854","Column9855","Column9856","Column9857","Column9858","Column9859","Column9860","Column9861","Column9862","Column9863","Column9864","Column9865","Column9866","Column9867","Column9868","Column9869","Column9870","Column9871","Column9872","Column9873","Column9874","Column9875","Column9876","Column9877","Column9878","Column9879","Column9880","Column9881","Column9882","Column9883","Column9884","Column9885","Column9886","Column9887","Column9888","Column9889","Column9890","Column9891","Column9892","Column9893","Column9894","Column9895","Column9896","Column9897","Column9898","Column9899","Column9900","Column9901","Column9902","Column9903","Column9904","Column9905","Column9906","Column9907","Column9908","Column9909","Column9910","Column9911","Column9912","Column9913","Column9914","Column9915","Column9916","Column9917","Column9918","Column9919","Column9920","Column9921","Column9922","Column9923","Column9924","Column9925","Column9926","Column9927","Column9928","Column9929","Column9930","Column9931","Column9932","Column9933","Column9934","Column9935","Column9936","Column9937","Column9938","Column9939","Column9940","Column9941","Column9942","Column9943","Column9944","Column9945","Column9946","Column9947","Column9948","Column9949","Column9950","Column9951","Column9952","Column9953","Column9954","Column9955","Column9956","Column9957","Column9958","Column9959","Column9960","Column9961","Column9962","Column9963","Column9964","Column9965","Column9966","Column9967","Column9968","Column9969","Column9970","Column9971","Column9972","Column9973","Column9974","Column9975","Column9976","Column9977","Column9978","Column9979","Column9980","Column9981","Column9982","Column9983","Column9984","Column9985","Column9986","Column9987","Column9988","Column9989","Column9990","Column9991","Column9992","Column9993","Column9994","Column9995","Column9996","Column9997","Column9998","Column9999","Column10000","Column10001","Column10002","Column10003","Column10004","Column10005","Column10006","Column10007","Column10008","Column10009","Column10010","Column10011","Column10012","Column10013","Column10014","Column10015","Column10016","Column10017","Column10018","Column10019","Column10020","Column10021","Column10022","Column10023","Column10024","Column10025","Column10026","Column10027","Column10028","Column10029","Column10030","Column10031","Column10032","Column10033","Column10034","Column10035","Column10036","Column10037","Column10038","Column10039","Column10040","Column10041","Column10042","Column10043","Column10044","Column10045","Column10046","Column10047","Column10048","Column10049","Column10050","Column10051","Column10052","Column10053","Column10054","Column10055","Column10056","Column10057","Column10058","Column10059","Column10060","Column10061","Column10062","Column10063","Column10064","Column10065","Column10066","Column10067","Column10068","Column10069","Column10070","Column10071","Column10072","Column10073","Column10074","Column10075","Column10076","Column10077","Column10078","Column10079","Column10080","Column10081","Column10082","Column10083","Column10084","Column10085","Column10086","Column10087","Column10088","Column10089","Column10090","Column10091","Column10092","Column10093","Column10094","Column10095","Column10096","Column10097","Column10098","Column10099","Column10100","Column10101","Column10102","Column10103","Column10104","Column10105","Column10106","Column10107","Column10108","Column10109","Column10110","Column10111","Column10112","Column10113","Column10114","Column10115","Column10116","Column10117","Column10118","Column10119","Column10120","Column10121","Column10122","Column10123","Column10124","Column10125","Column10126","Column10127","Column10128","Column10129","Column10130","Column10131","Column10132","Column10133","Column10134","Column10135","Column10136","Column10137","Column10138","Column10139","Column10140","Column10141","Column10142","Column10143","Column10144","Column10145","Column10146","Column10147","Column10148","Column10149","Column10150","Column10151","Column10152","Column10153","Column10154","Column10155","Column10156","Column10157","Column10158","Column10159","Column10160","Column10161","Column10162","Column10163","Column10164","Column10165","Column10166","Column10167","Column10168","Column10169","Column10170","Column10171","Column10172","Column10173","Column10174","Column10175","Column10176","Column10177","Column10178","Column10179","Column10180","Column10181","Column10182","Column10183","Column10184","Column10185","Column10186","Column10187","Column10188","Column10189","Column10190","Column10191","Column10192","Column10193","Column10194","Column10195","Column10196","Column10197","Column10198","Column10199","Column10200","Column10201","Column10202","Column10203","Column10204","Column10205","Column10206","Column10207","Column10208","Column10209","Column10210","Column10211","Column10212","Column10213","Column10214","Column10215","Column10216","Column10217","Column10218","Column10219","Column10220","Column10221","Column10222","Column10223","Column10224","Column10225","Column10226","Column10227","Column10228","Column10229","Column10230","Column10231","Column10232","Column10233","Column10234","Column10235","Column10236","Column10237","Column10238","Column10239","Column10240","Column10241","Column10242","Column10243","Column10244","Column10245","Column10246","Column10247","Column10248","Column10249","Column10250","Column10251","Column10252","Column10253","Column10254","Column10255","Column10256","Column10257","Column10258","Column10259","Column10260","Column10261","Column10262","Column10263","Column10264","Column10265","Column10266","Column10267","Column10268","Column10269","Column10270","Column10271","Column10272","Column10273","Column10274","Column10275","Column10276","Column10277","Column10278","Column10279","Column10280","Column10281","Column10282","Column10283","Column10284","Column10285","Column10286","Column10287","Column10288","Column10289","Column10290","Column10291","Column10292","Column10293","Column10294","Column10295","Column10296","Column10297","Column10298","Column10299","Column10300","Column10301","Column10302","Column10303","Column10304","Column10305","Column10306","Column10307","Column10308","Column10309","Column10310","Column10311","Column10312","Column10313","Column10314","Column10315","Column10316","Column10317","Column10318","Column10319","Column10320","Column10321","Column10322","Column10323","Column10324","Column10325","Column10326","Column10327","Column10328","Column10329","Column10330","Column10331","Column10332","Column10333","Column10334","Column10335","Column10336","Column10337","Column10338","Column10339","Column10340","Column10341","Column10342","Column10343","Column10344","Column10345","Column10346","Column10347","Column10348","Column10349","Column10350","Column10351","Column10352","Column10353","Column10354","Column10355","Column10356","Column10357","Column10358","Column10359","Column10360","Column10361","Column10362","Column10363","Column10364","Column10365","Column10366","Column10367","Column10368","Column10369","Column10370","Column10371","Column10372","Column10373","Column10374","Column10375","Column10376","Column10377","Column10378","Column10379","Column10380","Column10381","Column10382","Column10383","Column10384","Column10385","Column10386","Column10387","Column10388","Column10389","Column10390","Column10391","Column10392","Column10393","Column10394","Column10395","Column10396","Column10397","Column10398","Column10399","Column10400","Column10401","Column10402","Column10403","Column10404","Column10405","Column10406","Column10407","Column10408","Column10409","Column10410","Column10411","Column10412","Column10413","Column10414","Column10415","Column10416","Column10417","Column10418","Column10419","Column10420","Column10421","Column10422","Column10423","Column10424","Column10425","Column10426","Column10427","Column10428","Column10429","Column10430","Column10431","Column10432","Column10433","Column10434","Column10435","Column10436","Column10437","Column10438","Column10439","Column10440","Column10441","Column10442","Column10443","Column10444","Column10445","Column10446","Column10447","Column10448","Column10449","Column10450","Column10451","Column10452","Column10453","Column10454","Column10455","Column10456","Column10457","Column10458","Column10459","Column10460","Column10461","Column10462","Column10463","Column10464","Column10465","Column10466","Column10467","Column10468","Column10469","Column10470","Column10471","Column10472","Column10473","Column10474","Column10475","Column10476","Column10477","Column10478","Column10479","Column10480","Column10481","Column10482","Column10483","Column10484","Column10485","Column10486","Column10487","Column10488","Column10489","Column10490","Column10491","Column10492","Column10493","Column10494","Column10495","Column10496","Column10497","Column10498","Column10499","Column10500","Column10501","Column10502","Column10503","Column10504","Column10505","Column10506","Column10507","Column10508","Column10509","Column10510","Column10511","Column10512","Column10513","Column10514","Column10515","Column10516","Column10517","Column10518","Column10519","Column10520","Column10521","Column10522","Column10523","Column10524","Column10525","Column10526","Column10527","Column10528","Column10529","Column10530","Column10531","Column10532","Column10533","Column10534","Column10535","Column10536","Column10537","Column10538","Column10539","Column10540","Column10541","Column10542","Column10543","Column10544","Column10545","Column10546","Column10547","Column10548","Column10549","Column10550","Column10551","Column10552","Column10553","Column10554","Column10555","Column10556","Column10557","Column10558","Column10559","Column10560","Column10561","Column10562","Column10563","Column10564","Column10565","Column10566","Column10567","Column10568","Column10569","Column10570","Column10571","Column10572","Column10573","Column10574","Column10575","Column10576","Column10577","Column10578","Column10579","Column10580","Column10581","Column10582","Column10583","Column10584","Column10585","Column10586","Column10587","Column10588","Column10589","Column10590","Column10591","Column10592","Column10593","Column10594","Column10595","Column10596","Column10597","Column10598","Column10599","Column10600","Column10601","Column10602","Column10603","Column10604","Column10605","Column10606","Column10607","Column10608","Column10609","Column10610","Column10611","Column10612","Column10613","Column10614","Column10615","Column10616","Column10617","Column10618","Column10619","Column10620","Column10621","Column10622","Column10623","Column10624","Column10625","Column10626","Column10627","Column10628","Column10629","Column10630","Column10631","Column10632","Column10633","Column10634","Column10635","Column10636","Column10637","Column10638","Column10639","Column10640","Column10641","Column10642","Column10643","Column10644","Column10645","Column10646","Column10647","Column10648","Column10649","Column10650","Column10651","Column10652","Column10653","Column10654","Column10655","Column10656","Column10657","Column10658","Column10659","Column10660","Column10661","Column10662","Column10663","Column10664","Column10665","Column10666","Column10667","Column10668","Column10669","Column10670","Column10671","Column10672","Column10673","Column10674","Column10675","Column10676","Column10677","Column10678","Column10679","Column10680","Column10681","Column10682","Column10683","Column10684","Column10685","Column10686","Column10687","Column10688","Column10689","Column10690","Column10691","Column10692","Column10693","Column10694","Column10695","Column10696","Column10697","Column10698","Column10699","Column10700","Column10701","Column10702","Column10703","Column10704","Column10705","Column10706","Column10707","Column10708","Column10709","Column10710","Column10711","Column10712","Column10713","Column10714","Column10715","Column10716","Column10717","Column10718","Column10719","Column10720","Column10721","Column10722","Column10723","Column10724","Column10725","Column10726","Column10727","Column10728","Column10729","Column10730","Column10731","Column10732","Column10733","Column10734","Column10735","Column10736","Column10737","Column10738","Column10739","Column10740","Column10741","Column10742","Column10743","Column10744","Column10745","Column10746","Column10747","Column10748","Column10749","Column10750","Column10751","Column10752","Column10753","Column10754","Column10755","Column10756","Column10757","Column10758","Column10759","Column10760","Column10761","Column10762","Column10763","Column10764","Column10765","Column10766","Column10767","Column10768","Column10769","Column10770","Column10771","Column10772","Column10773","Column10774","Column10775","Column10776","Column10777","Column10778","Column10779","Column10780","Column10781","Column10782","Column10783","Column10784","Column10785","Column10786","Column10787","Column10788","Column10789","Column10790","Column10791","Column10792","Column10793","Column10794","Column10795","Column10796","Column10797","Column10798","Column10799","Column10800","Column10801","Column10802","Column10803","Column10804","Column10805","Column10806","Column10807","Column10808","Column10809","Column10810","Column10811","Column10812","Column10813","Column10814","Column10815","Column10816","Column10817","Column10818","Column10819","Column10820","Column10821","Column10822","Column10823","Column10824","Column10825","Column10826","Column10827","Column10828","Column10829","Column10830","Column10831","Column10832","Column10833","Column10834","Column10835","Column10836","Column10837","Column10838","Column10839","Column10840","Column10841","Column10842","Column10843","Column10844","Column10845","Column10846","Column10847","Column10848","Column10849","Column10850","Column10851","Column10852","Column10853","Column10854","Column10855","Column10856","Column10857","Column10858","Column10859","Column10860","Column10861","Column10862","Column10863","Column10864","Column10865","Column10866","Column10867","Column10868","Column10869","Column10870","Column10871","Column10872","Column10873","Column10874","Column10875","Column10876","Column10877","Column10878","Column10879","Column10880","Column10881","Column10882","Column10883","Column10884","Column10885","Column10886","Column10887","Column10888","Column10889","Column10890","Column10891","Column10892","Column10893","Column10894","Column10895","Column10896","Column10897","Column10898","Column10899","Column10900","Column10901","Column10902","Column10903","Column10904","Column10905","Column10906","Column10907","Column10908","Column10909","Column10910","Column10911","Column10912","Column10913","Column10914","Column10915","Column10916","Column10917","Column10918","Column10919","Column10920","Column10921","Column10922","Column10923","Column10924","Column10925","Column10926","Column10927","Column10928","Column10929","Column10930","Column10931","Column10932","Column10933","Column10934","Column10935","Column10936","Column10937","Column10938","Column10939","Column10940","Column10941","Column10942","Column10943","Column10944","Column10945","Column10946","Column10947","Column10948","Column10949","Column10950","Column10951","Column10952","Column10953","Column10954","Column10955","Column10956","Column10957","Column10958","Column10959","Column10960","Column10961","Column10962","Column10963","Column10964","Column10965","Column10966","Column10967","Column10968","Column10969","Column10970","Column10971","Column10972","Column10973","Column10974","Column10975","Column10976","Column10977","Column10978","Column10979","Column10980","Column10981","Column10982","Column10983","Column10984","Column10985","Column10986","Column10987","Column10988","Column10989","Column10990","Column10991","Column10992","Column10993","Column10994","Column10995","Column10996","Column10997","Column10998","Column10999","Column11000","Column11001","Column11002","Column11003","Column11004","Column11005","Column11006","Column11007","Column11008","Column11009","Column11010","Column11011","Column11012","Column11013","Column11014","Column11015","Column11016","Column11017","Column11018","Column11019","Column11020","Column11021","Column11022","Column11023","Column11024","Column11025","Column11026","Column11027","Column11028","Column11029","Column11030","Column11031","Column11032","Column11033","Column11034","Column11035","Column11036","Column11037","Column11038","Column11039","Column11040","Column11041","Column11042","Column11043","Column11044","Column11045","Column11046","Column11047","Column11048","Column11049","Column11050","Column11051","Column11052","Column11053","Column11054","Column11055","Column11056","Column11057","Column11058","Column11059","Column11060","Column11061","Column11062","Column11063","Column11064","Column11065","Column11066","Column11067","Column11068","Column11069","Column11070","Column11071","Column11072","Column11073","Column11074","Column11075","Column11076","Column11077","Column11078","Column11079","Column11080","Column11081","Column11082","Column11083","Column11084","Column11085","Column11086","Column11087","Column11088","Column11089","Column11090","Column11091","Column11092","Column11093","Column11094","Column11095","Column11096","Column11097","Column11098","Column11099","Column11100","Column11101","Column11102","Column11103","Column11104","Column11105","Column11106","Column11107","Column11108","Column11109","Column11110","Column11111","Column11112","Column11113","Column11114","Column11115","Column11116","Column11117","Column11118","Column11119","Column11120","Column11121","Column11122","Column11123","Column11124","Column11125","Column11126","Column11127","Column11128","Column11129","Column11130","Column11131","Column11132","Column11133","Column11134","Column11135","Column11136","Column11137","Column11138","Column11139","Column11140","Column11141","Column11142","Column11143","Column11144","Column11145","Column11146","Column11147","Column11148","Column11149","Column11150","Column11151","Column11152","Column11153","Column11154","Column11155","Column11156","Column11157","Column11158","Column11159","Column11160","Column11161","Column11162","Column11163","Column11164","Column11165","Column11166","Column11167","Column11168","Column11169","Column11170","Column11171","Column11172","Column11173","Column11174","Column11175","Column11176","Column11177","Column11178","Column11179","Column11180","Column11181","Column11182","Column11183","Column11184","Column11185","Column11186","Column11187","Column11188","Column11189","Column11190","Column11191","Column11192","Column11193","Column11194","Column11195","Column11196","Column11197","Column11198","Column11199","Column11200","Column11201","Column11202","Column11203","Column11204","Column11205","Column11206","Column11207","Column11208","Column11209","Column11210","Column11211","Column11212","Column11213","Column11214","Column11215","Column11216","Column11217","Column11218","Column11219","Column11220","Column11221","Column11222","Column11223","Column11224","Column11225","Column11226","Column11227","Column11228","Column11229","Column11230","Column11231","Column11232","Column11233","Column11234","Column11235","Column11236","Column11237","Column11238","Column11239","Column11240","Column11241","Column11242","Column11243","Column11244","Column11245","Column11246","Column11247","Column11248","Column11249","Column11250","Column11251","Column11252","Column11253","Column11254","Column11255","Column11256","Column11257","Column11258","Column11259","Column11260","Column11261","Column11262","Column11263","Column11264","Column11265","Column11266","Column11267","Column11268","Column11269","Column11270","Column11271","Column11272","Column11273","Column11274","Column11275","Column11276","Column11277","Column11278","Column11279","Column11280","Column11281","Column11282","Column11283","Column11284","Column11285","Column11286","Column11287","Column11288","Column11289","Column11290","Column11291","Column11292","Column11293","Column11294","Column11295","Column11296","Column11297","Column11298","Column11299","Column11300","Column11301","Column11302","Column11303","Column11304","Column11305","Column11306","Column11307","Column11308","Column11309","Column11310","Column11311","Column11312","Column11313","Column11314","Column11315","Column11316","Column11317","Column11318","Column11319","Column11320","Column11321","Column11322","Column11323","Column11324","Column11325","Column11326","Column11327","Column11328","Column11329","Column11330","Column11331","Column11332","Column11333","Column11334","Column11335","Column11336","Column11337","Column11338","Column11339","Column11340","Column11341","Column11342","Column11343","Column11344","Column11345","Column11346","Column11347","Column11348","Column11349","Column11350","Column11351","Column11352","Column11353","Column11354","Column11355","Column11356","Column11357","Column11358","Column11359","Column11360","Column11361","Column11362","Column11363","Column11364","Column11365","Column11366","Column11367","Column11368","Column11369","Column11370","Column11371","Column11372","Column11373","Column11374","Column11375","Column11376","Column11377","Column11378","Column11379","Column11380","Column11381","Column11382","Column11383","Column11384","Column11385","Column11386","Column11387","Column11388","Column11389","Column11390","Column11391","Column11392","Column11393","Column11394","Column11395","Column11396","Column11397","Column11398","Column11399","Column11400","Column11401","Column11402","Column11403","Column11404","Column11405","Column11406","Column11407","Column11408","Column11409","Column11410","Column11411","Column11412","Column11413","Column11414","Column11415","Column11416","Column11417","Column11418","Column11419","Column11420","Column11421","Column11422","Column11423","Column11424","Column11425","Column11426","Column11427","Column11428","Column11429","Column11430","Column11431","Column11432","Column11433","Column11434","Column11435","Column11436","Column11437","Column11438","Column11439","Column11440","Column11441","Column11442","Column11443","Column11444","Column11445","Column11446","Column11447","Column11448","Column11449","Column11450","Column11451","Column11452","Column11453","Column11454","Column11455","Column11456","Column11457","Column11458","Column11459","Column11460","Column11461","Column11462","Column11463","Column11464","Column11465","Column11466","Column11467","Column11468","Column11469","Column11470","Column11471","Column11472","Column11473","Column11474","Column11475","Column11476","Column11477","Column11478","Column11479","Column11480","Column11481","Column11482","Column11483","Column11484","Column11485","Column11486","Column11487","Column11488","Column11489","Column11490","Column11491","Column11492","Column11493","Column11494","Column11495","Column11496","Column11497","Column11498","Column11499","Column11500","Column11501","Column11502","Column11503","Column11504","Column11505","Column11506","Column11507","Column11508","Column11509","Column11510","Column11511","Column11512","Column11513","Column11514","Column11515","Column11516","Column11517","Column11518","Column11519","Column11520","Column11521","Column11522","Column11523","Column11524","Column11525","Column11526","Column11527","Column11528","Column11529","Column11530","Column11531","Column11532","Column11533","Column11534","Column11535","Column11536","Column11537","Column11538","Column11539","Column11540","Column11541","Column11542","Column11543","Column11544","Column11545","Column11546","Column11547","Column11548","Column11549","Column11550","Column11551","Column11552","Column11553","Column11554","Column11555","Column11556","Column11557","Column11558","Column11559","Column11560","Column11561","Column11562","Column11563","Column11564","Column11565","Column11566","Column11567","Column11568","Column11569","Column11570","Column11571","Column11572","Column11573","Column11574","Column11575","Column11576","Column11577","Column11578","Column11579","Column11580","Column11581","Column11582","Column11583","Column11584","Column11585","Column11586","Column11587","Column11588","Column11589","Column11590","Column11591","Column11592","Column11593","Column11594","Column11595","Column11596","Column11597","Column11598","Column11599","Column11600","Column11601","Column11602","Column11603","Column11604","Column11605","Column11606","Column11607","Column11608","Column11609","Column11610","Column11611","Column11612","Column11613","Column11614","Column11615","Column11616","Column11617","Column11618","Column11619","Column11620","Column11621","Column11622","Column11623","Column11624","Column11625","Column11626","Column11627","Column11628","Column11629","Column11630","Column11631","Column11632","Column11633","Column11634","Column11635","Column11636","Column11637","Column11638","Column11639","Column11640","Column11641","Column11642","Column11643","Column11644","Column11645","Column11646","Column11647","Column11648","Column11649","Column11650","Column11651","Column11652","Column11653","Column11654","Column11655","Column11656","Column11657","Column11658","Column11659","Column11660","Column11661","Column11662","Column11663","Column11664","Column11665","Column11666","Column11667","Column11668","Column11669","Column11670","Column11671","Column11672","Column11673","Column11674","Column11675","Column11676","Column11677","Column11678","Column11679","Column11680","Column11681","Column11682","Column11683","Column11684","Column11685","Column11686","Column11687","Column11688","Column11689","Column11690","Column11691","Column11692","Column11693","Column11694","Column11695","Column11696","Column11697","Column11698","Column11699","Column11700","Column11701","Column11702","Column11703","Column11704","Column11705","Column11706","Column11707","Column11708","Column11709","Column11710","Column11711","Column11712","Column11713","Column11714","Column11715","Column11716","Column11717","Column11718","Column11719","Column11720","Column11721","Column11722","Column11723","Column11724","Column11725","Column11726","Column11727","Column11728","Column11729","Column11730","Column11731","Column11732","Column11733","Column11734","Column11735","Column11736","Column11737","Column11738","Column11739","Column11740","Column11741","Column11742","Column11743","Column11744","Column11745","Column11746","Column11747","Column11748","Column11749","Column11750","Column11751","Column11752","Column11753","Column11754","Column11755","Column11756","Column11757","Column11758","Column11759","Column11760","Column11761","Column11762","Column11763","Column11764","Column11765","Column11766","Column11767","Column11768","Column11769","Column11770","Column11771","Column11772","Column11773","Column11774","Column11775","Column11776","Column11777","Column11778","Column11779","Column11780","Column11781","Column11782","Column11783","Column11784","Column11785","Column11786","Column11787","Column11788","Column11789","Column11790","Column11791","Column11792","Column11793","Column11794","Column11795","Column11796","Column11797","Column11798","Column11799","Column11800","Column11801","Column11802","Column11803","Column11804","Column11805","Column11806","Column11807","Column11808","Column11809","Column11810","Column11811","Column11812","Column11813","Column11814","Column11815","Column11816","Column11817","Column11818","Column11819","Column11820","Column11821","Column11822","Column11823","Column11824","Column11825","Column11826","Column11827","Column11828","Column11829","Column11830","Column11831","Column11832","Column11833","Column11834","Column11835","Column11836","Column11837","Column11838","Column11839","Column11840","Column11841","Column11842","Column11843","Column11844","Column11845","Column11846","Column11847","Column11848","Column11849","Column11850","Column11851","Column11852","Column11853","Column11854","Column11855","Column11856","Column11857","Column11858","Column11859","Column11860","Column11861","Column11862","Column11863","Column11864","Column11865","Column11866","Column11867","Column11868","Column11869","Column11870","Column11871","Column11872","Column11873","Column11874","Column11875","Column11876","Column11877","Column11878","Column11879","Column11880","Column11881","Column11882","Column11883","Column11884","Column11885","Column11886","Column11887","Column11888","Column11889","Column11890","Column11891","Column11892","Column11893","Column11894","Column11895","Column11896","Column11897","Column11898","Column11899","Column11900","Column11901","Column11902","Column11903","Column11904","Column11905","Column11906","Column11907","Column11908","Column11909","Column11910","Column11911","Column11912","Column11913","Column11914","Column11915","Column11916","Column11917","Column11918","Column11919","Column11920","Column11921","Column11922","Column11923","Column11924","Column11925","Column11926","Column11927","Column11928","Column11929","Column11930","Column11931","Column11932","Column11933","Column11934","Column11935","Column11936","Column11937","Column11938","Column11939","Column11940","Column11941","Column11942","Column11943","Column11944","Column11945","Column11946","Column11947","Column11948","Column11949","Column11950","Column11951","Column11952","Column11953","Column11954","Column11955","Column11956","Column11957","Column11958","Column11959","Column11960","Column11961","Column11962","Column11963","Column11964","Column11965","Column11966","Column11967","Column11968","Column11969","Column11970","Column11971","Column11972","Column11973","Column11974","Column11975","Column11976","Column11977","Column11978","Column11979","Column11980","Column11981","Column11982","Column11983","Column11984","Column11985","Column11986","Column11987","Column11988","Column11989","Column11990","Column11991","Column11992","Column11993","Column11994","Column11995","Column11996","Column11997","Column11998","Column11999","Column12000","Column12001","Column12002","Column12003","Column12004","Column12005","Column12006","Column12007","Column12008","Column12009","Column12010","Column12011","Column12012","Column12013","Column12014","Column12015","Column12016","Column12017","Column12018","Column12019","Column12020","Column12021","Column12022","Column12023","Column12024","Column12025","Column12026","Column12027","Column12028","Column12029","Column12030","Column12031","Column12032","Column12033","Column12034","Column12035","Column12036","Column12037","Column12038","Column12039","Column12040","Column12041","Column12042","Column12043","Column12044","Column12045","Column12046","Column12047","Column12048","Column12049","Column12050","Column12051","Column12052","Column12053","Column12054","Column12055","Column12056","Column12057","Column12058","Column12059","Column12060","Column12061","Column12062","Column12063","Column12064","Column12065","Column12066","Column12067","Column12068","Column12069","Column12070","Column12071","Column12072","Column12073","Column12074","Column12075","Column12076","Column12077","Column12078","Column12079","Column12080","Column12081","Column12082","Column12083","Column12084","Column12085","Column12086","Column12087","Column12088","Column12089","Column12090","Column12091","Column12092","Column12093","Column12094","Column12095","Column12096","Column12097","Column12098","Column12099","Column12100","Column12101","Column12102","Column12103","Column12104","Column12105","Column12106","Column12107","Column12108","Column12109","Column12110","Column12111","Column12112","Column12113","Column12114","Column12115","Column12116","Column12117","Column12118","Column12119","Column12120","Column12121","Column12122","Column12123","Column12124","Column12125","Column12126","Column12127","Column12128","Column12129","Column12130","Column12131","Column12132","Column12133","Column12134","Column12135","Column12136","Column12137","Column12138","Column12139","Column12140","Column12141","Column12142","Column12143","Column12144","Column12145","Column12146","Column12147","Column12148","Column12149","Column12150","Column12151","Column12152","Column12153","Column12154","Column12155","Column12156","Column12157","Column12158","Column12159","Column12160","Column12161","Column12162","Column12163","Column12164","Column12165","Column12166","Column12167","Column12168","Column12169","Column12170","Column12171","Column12172","Column12173","Column12174","Column12175","Column12176","Column12177","Column12178","Column12179","Column12180","Column12181","Column12182","Column12183","Column12184","Column12185","Column12186","Column12187","Column12188","Column12189","Column12190","Column12191","Column12192","Column12193","Column12194","Column12195","Column12196","Column12197","Column12198","Column12199","Column12200","Column12201","Column12202","Column12203","Column12204","Column12205","Column12206","Column12207","Column12208","Column12209","Column12210","Column12211","Column12212","Column12213","Column12214","Column12215","Column12216","Column12217","Column12218","Column12219","Column12220","Column12221","Column12222","Column12223","Column12224","Column12225","Column12226","Column12227","Column12228","Column12229","Column12230","Column12231","Column12232","Column12233","Column12234","Column12235","Column12236","Column12237","Column12238","Column12239","Column12240","Column12241","Column12242","Column12243","Column12244","Column12245","Column12246","Column12247","Column12248","Column12249","Column12250","Column12251","Column12252","Column12253","Column12254","Column12255","Column12256","Column12257","Column12258","Column12259","Column12260","Column12261","Column12262","Column12263","Column12264","Column12265","Column12266","Column12267","Column12268","Column12269","Column12270","Column12271","Column12272","Column12273","Column12274","Column12275","Column12276","Column12277","Column12278","Column12279","Column12280","Column12281","Column12282","Column12283","Column12284","Column12285","Column12286","Column12287","Column12288","Column12289","Column12290","Column12291","Column12292","Column12293","Column12294","Column12295","Column12296","Column12297","Column12298","Column12299","Column12300","Column12301","Column12302","Column12303","Column12304","Column12305","Column12306","Column12307","Column12308","Column12309","Column12310","Column12311","Column12312","Column12313","Column12314","Column12315","Column12316","Column12317","Column12318","Column12319","Column12320","Column12321","Column12322","Column12323","Column12324","Column12325","Column12326","Column12327","Column12328","Column12329","Column12330","Column12331","Column12332","Column12333","Column12334","Column12335","Column12336","Column12337","Column12338","Column12339","Column12340","Column12341","Column12342","Column12343","Column12344","Column12345","Column12346","Column12347","Column12348","Column12349","Column12350","Column12351","Column12352","Column12353","Column12354","Column12355","Column12356","Column12357","Column12358","Column12359","Column12360","Column12361","Column12362","Column12363","Column12364","Column12365","Column12366","Column12367","Column12368","Column12369","Column12370","Column12371","Column12372","Column12373","Column12374","Column12375","Column12376","Column12377","Column12378","Column12379","Column12380","Column12381","Column12382","Column12383","Column12384","Column12385","Column12386","Column12387","Column12388","Column12389","Column12390","Column12391","Column12392","Column12393","Column12394","Column12395","Column12396","Column12397","Column12398","Column12399","Column12400","Column12401","Column12402","Column12403","Column12404","Column12405","Column12406","Column12407","Column12408","Column12409","Column12410","Column12411","Column12412","Column12413","Column12414","Column12415","Column12416","Column12417","Column12418","Column12419","Column12420","Column12421","Column12422","Column12423","Column12424","Column12425","Column12426","Column12427","Column12428","Column12429","Column12430","Column12431","Column12432","Column12433","Column12434","Column12435","Column12436","Column12437","Column12438","Column12439","Column12440","Column12441","Column12442","Column12443","Column12444","Column12445","Column12446","Column12447","Column12448","Column12449","Column12450","Column12451","Column12452","Column12453","Column12454","Column12455","Column12456","Column12457","Column12458","Column12459","Column12460","Column12461","Column12462","Column12463","Column12464","Column12465","Column12466","Column12467","Column12468","Column12469","Column12470","Column12471","Column12472","Column12473","Column12474","Column12475","Column12476","Column12477","Column12478","Column12479","Column12480","Column12481","Column12482","Column12483","Column12484","Column12485","Column12486","Column12487","Column12488","Column12489","Column12490","Column12491","Column12492","Column12493","Column12494","Column12495","Column12496","Column12497","Column12498","Column12499","Column12500","Column12501","Column12502","Column12503","Column12504","Column12505","Column12506","Column12507","Column12508","Column12509","Column12510","Column12511","Column12512","Column12513","Column12514","Column12515","Column12516","Column12517","Column12518","Column12519","Column12520","Column12521","Column12522","Column12523","Column12524","Column12525","Column12526","Column12527","Column12528","Column12529","Column12530","Column12531","Column12532","Column12533","Column12534","Column12535","Column12536","Column12537","Column12538","Column12539","Column12540","Column12541","Column12542","Column12543","Column12544","Column12545","Column12546","Column12547","Column12548","Column12549","Column12550","Column12551","Column12552","Column12553","Column12554","Column12555","Column12556","Column12557","Column12558","Column12559","Column12560","Column12561","Column12562","Column12563","Column12564","Column12565","Column12566","Column12567","Column12568","Column12569","Column12570","Column12571","Column12572","Column12573","Column12574","Column12575","Column12576","Column12577","Column12578","Column12579","Column12580","Column12581","Column12582","Column12583","Column12584","Column12585","Column12586","Column12587","Column12588","Column12589","Column12590","Column12591","Column12592","Column12593","Column12594","Column12595","Column12596","Column12597","Column12598","Column12599","Column12600","Column12601","Column12602","Column12603","Column12604","Column12605","Column12606","Column12607","Column12608","Column12609","Column12610","Column12611","Column12612","Column12613","Column12614","Column12615","Column12616","Column12617","Column12618","Column12619","Column12620","Column12621","Column12622","Column12623","Column12624","Column12625","Column12626","Column12627","Column12628","Column12629","Column12630","Column12631","Column12632","Column12633","Column12634","Column12635","Column12636","Column12637","Column12638","Column12639","Column12640","Column12641","Column12642","Column12643","Column12644","Column12645","Column12646","Column12647","Column12648","Column12649","Column12650","Column12651","Column12652","Column12653","Column12654","Column12655","Column12656","Column12657","Column12658","Column12659","Column12660","Column12661","Column12662","Column12663","Column12664","Column12665","Column12666","Column12667","Column12668","Column12669","Column12670","Column12671","Column12672","Column12673","Column12674","Column12675","Column12676","Column12677","Column12678","Column12679","Column12680","Column12681","Column12682","Column12683","Column12684","Column12685","Column12686","Column12687","Column12688","Column12689","Column12690","Column12691","Column12692","Column12693","Column12694","Column12695","Column12696","Column12697","Column12698","Column12699","Column12700","Column12701","Column12702","Column12703","Column12704","Column12705","Column12706","Column12707","Column12708","Column12709","Column12710","Column12711","Column12712","Column12713","Column12714","Column12715","Column12716","Column12717","Column12718","Column12719","Column12720","Column12721","Column12722","Column12723","Column12724","Column12725","Column12726","Column12727","Column12728","Column12729","Column12730","Column12731","Column12732","Column12733","Column12734","Column12735","Column12736","Column12737","Column12738","Column12739","Column12740","Column12741","Column12742","Column12743","Column12744","Column12745","Column12746","Column12747","Column12748","Column12749","Column12750","Column12751","Column12752","Column12753","Column12754","Column12755","Column12756","Column12757","Column12758","Column12759","Column12760","Column12761","Column12762","Column12763","Column12764","Column12765","Column12766","Column12767","Column12768","Column12769","Column12770","Column12771","Column12772","Column12773","Column12774","Column12775","Column12776","Column12777","Column12778","Column12779","Column12780","Column12781","Column12782","Column12783","Column12784","Column12785","Column12786","Column12787","Column12788","Column12789","Column12790","Column12791","Column12792","Column12793","Column12794","Column12795","Column12796","Column12797","Column12798","Column12799","Column12800","Column12801","Column12802","Column12803","Column12804","Column12805","Column12806","Column12807","Column12808","Column12809","Column12810","Column12811","Column12812","Column12813","Column12814","Column12815","Column12816","Column12817","Column12818","Column12819","Column12820","Column12821","Column12822","Column12823","Column12824","Column12825","Column12826","Column12827","Column12828","Column12829","Column12830","Column12831","Column12832","Column12833","Column12834","Column12835","Column12836","Column12837","Column12838","Column12839","Column12840","Column12841","Column12842","Column12843","Column12844","Column12845","Column12846","Column12847","Column12848","Column12849","Column12850","Column12851","Column12852","Column12853","Column12854","Column12855","Column12856","Column12857","Column12858","Column12859","Column12860","Column12861","Column12862","Column12863","Column12864","Column12865","Column12866","Column12867","Column12868","Column12869","Column12870","Column12871","Column12872","Column12873","Column12874","Column12875","Column12876","Column12877","Column12878","Column12879","Column12880","Column12881","Column12882","Column12883","Column12884","Column12885","Column12886","Column12887","Column12888","Column12889","Column12890","Column12891","Column12892","Column12893","Column12894","Column12895","Column12896","Column12897","Column12898","Column12899","Column12900","Column12901","Column12902","Column12903","Column12904","Column12905","Column12906","Column12907","Column12908","Column12909","Column12910","Column12911","Column12912","Column12913","Column12914","Column12915","Column12916","Column12917","Column12918","Column12919","Column12920","Column12921","Column12922","Column12923","Column12924","Column12925","Column12926","Column12927","Column12928","Column12929","Column12930","Column12931","Column12932","Column12933","Column12934","Column12935","Column12936","Column12937","Column12938","Column12939","Column12940","Column12941","Column12942","Column12943","Column12944","Column12945","Column12946","Column12947","Column12948","Column12949","Column12950","Column12951","Column12952","Column12953","Column12954","Column12955","Column12956","Column12957","Column12958","Column12959","Column12960","Column12961","Column12962","Column12963","Column12964","Column12965","Column12966","Column12967","Column12968","Column12969","Column12970","Column12971","Column12972","Column12973","Column12974","Column12975","Column12976","Column12977","Column12978","Column12979","Column12980","Column12981","Column12982","Column12983","Column12984","Column12985","Column12986","Column12987","Column12988","Column12989","Column12990","Column12991","Column12992","Column12993","Column12994","Column12995","Column12996","Column12997","Column12998","Column12999","Column13000","Column13001","Column13002","Column13003","Column13004","Column13005","Column13006","Column13007","Column13008","Column13009","Column13010","Column13011","Column13012","Column13013","Column13014","Column13015","Column13016","Column13017","Column13018","Column13019","Column13020","Column13021","Column13022","Column13023","Column13024","Column13025","Column13026","Column13027","Column13028","Column13029","Column13030","Column13031","Column13032","Column13033","Column13034","Column13035","Column13036","Column13037","Column13038","Column13039","Column13040","Column13041","Column13042","Column13043","Column13044","Column13045","Column13046","Column13047","Column13048","Column13049","Column13050","Column13051","Column13052","Column13053","Column13054","Column13055","Column13056","Column13057","Column13058","Column13059","Column13060","Column13061","Column13062","Column13063","Column13064","Column13065","Column13066","Column13067","Column13068","Column13069","Column13070","Column13071","Column13072","Column13073","Column13074","Column13075","Column13076","Column13077","Column13078","Column13079","Column13080","Column13081","Column13082","Column13083","Column13084","Column13085","Column13086","Column13087","Column13088","Column13089","Column13090","Column13091","Column13092","Column13093","Column13094","Column13095","Column13096","Column13097","Column13098","Column13099","Column13100","Column13101","Column13102","Column13103","Column13104","Column13105","Column13106","Column13107","Column13108","Column13109","Column13110","Column13111","Column13112","Column13113","Column13114","Column13115","Column13116","Column13117","Column13118","Column13119","Column13120","Column13121","Column13122","Column13123","Column13124","Column13125","Column13126","Column13127","Column13128","Column13129","Column13130","Column13131","Column13132","Column13133","Column13134","Column13135","Column13136","Column13137","Column13138","Column13139","Column13140","Column13141","Column13142","Column13143","Column13144","Column13145","Column13146","Column13147","Column13148","Column13149","Column13150","Column13151","Column13152","Column13153","Column13154","Column13155","Column13156","Column13157","Column13158","Column13159","Column13160","Column13161","Column13162","Column13163","Column13164","Column13165","Column13166","Column13167","Column13168","Column13169","Column13170","Column13171","Column13172","Column13173","Column13174","Column13175","Column13176","Column13177","Column13178","Column13179","Column13180","Column13181","Column13182","Column13183","Column13184","Column13185","Column13186","Column13187","Column13188","Column13189","Column13190","Column13191","Column13192","Column13193","Column13194","Column13195","Column13196","Column13197","Column13198","Column13199","Column13200","Column13201","Column13202","Column13203","Column13204","Column13205","Column13206","Column13207","Column13208","Column13209","Column13210","Column13211","Column13212","Column13213","Column13214","Column13215","Column13216","Column13217","Column13218","Column13219","Column13220","Column13221","Column13222","Column13223","Column13224","Column13225","Column13226","Column13227","Column13228","Column13229","Column13230","Column13231","Column13232","Column13233","Column13234","Column13235","Column13236","Column13237","Column13238","Column13239","Column13240","Column13241","Column13242","Column13243","Column13244","Column13245","Column13246","Column13247","Column13248","Column13249","Column13250","Column13251","Column13252","Column13253","Column13254","Column13255","Column13256","Column13257","Column13258","Column13259","Column13260","Column13261","Column13262","Column13263","Column13264","Column13265","Column13266","Column13267","Column13268","Column13269","Column13270","Column13271","Column13272","Column13273","Column13274","Column13275","Column13276","Column13277","Column13278","Column13279","Column13280","Column13281","Column13282","Column13283","Column13284","Column13285","Column13286","Column13287","Column13288","Column13289","Column13290","Column13291","Column13292","Column13293","Column13294","Column13295","Column13296","Column13297","Column13298","Column13299","Column13300","Column13301","Column13302","Column13303","Column13304","Column13305","Column13306","Column13307","Column13308","Column13309","Column13310","Column13311","Column13312","Column13313","Column13314","Column13315","Column13316","Column13317","Column13318","Column13319","Column13320","Column13321","Column13322","Column13323","Column13324","Column13325","Column13326","Column13327","Column13328","Column13329","Column13330","Column13331","Column13332","Column13333","Column13334","Column13335","Column13336","Column13337","Column13338","Column13339","Column13340","Column13341","Column13342","Column13343","Column13344","Column13345","Column13346","Column13347","Column13348","Column13349","Column13350","Column13351","Column13352","Column13353","Column13354","Column13355","Column13356","Column13357","Column13358","Column13359","Column13360","Column13361","Column13362","Column13363","Column13364","Column13365","Column13366","Column13367","Column13368","Column13369","Column13370","Column13371","Column13372","Column13373","Column13374","Column13375","Column13376","Column13377","Column13378","Column13379","Column13380","Column13381","Column13382","Column13383","Column13384","Column13385","Column13386","Column13387","Column13388","Column13389","Column13390","Column13391","Column13392","Column13393","Column13394","Column13395","Column13396","Column13397","Column13398","Column13399","Column13400","Column13401","Column13402","Column13403","Column13404","Column13405","Column13406","Column13407","Column13408","Column13409","Column13410","Column13411","Column13412","Column13413","Column13414","Column13415","Column13416","Column13417","Column13418","Column13419","Column13420","Column13421","Column13422","Column13423","Column13424","Column13425","Column13426","Column13427","Column13428","Column13429","Column13430","Column13431","Column13432","Column13433","Column13434","Column13435","Column13436","Column13437","Column13438","Column13439","Column13440","Column13441","Column13442","Column13443","Column13444","Column13445","Column13446","Column13447","Column13448","Column13449","Column13450","Column13451","Column13452","Column13453","Column13454","Column13455","Column13456","Column13457","Column13458","Column13459","Column13460","Column13461","Column13462","Column13463","Column13464","Column13465","Column13466","Column13467","Column13468","Column13469","Column13470","Column13471","Column13472","Column13473","Column13474","Column13475","Column13476","Column13477","Column13478","Column13479","Column13480","Column13481","Column13482","Column13483","Column13484","Column13485","Column13486","Column13487","Column13488","Column13489","Column13490","Column13491","Column13492","Column13493","Column13494","Column13495","Column13496","Column13497","Column13498","Column13499","Column13500","Column13501","Column13502","Column13503","Column13504","Column13505","Column13506","Column13507","Column13508","Column13509","Column13510","Column13511","Column13512","Column13513","Column13514","Column13515","Column13516","Column13517","Column13518","Column13519","Column13520","Column13521","Column13522","Column13523","Column13524","Column13525","Column13526","Column13527","Column13528","Column13529","Column13530","Column13531","Column13532","Column13533","Column13534","Column13535","Column13536","Column13537","Column13538","Column13539","Column13540","Column13541","Column13542","Column13543","Column13544","Column13545","Column13546","Column13547","Column13548","Column13549","Column13550","Column13551","Column13552","Column13553","Column13554","Column13555","Column13556","Column13557","Column13558","Column13559","Column13560","Column13561","Column13562","Column13563","Column13564","Column13565","Column13566","Column13567","Column13568","Column13569","Column13570","Column13571","Column13572","Column13573","Column13574","Column13575","Column13576","Column13577","Column13578","Column13579","Column13580","Column13581","Column13582","Column13583","Column13584","Column13585","Column13586","Column13587","Column13588","Column13589","Column13590","Column13591","Column13592","Column13593","Column13594","Column13595","Column13596","Column13597","Column13598","Column13599","Column13600","Column13601","Column13602","Column13603","Column13604","Column13605","Column13606","Column13607","Column13608","Column13609","Column13610","Column13611","Column13612","Column13613","Column13614","Column13615","Column13616","Column13617","Column13618","Column13619","Column13620","Column13621","Column13622","Column13623","Column13624","Column13625","Column13626","Column13627","Column13628","Column13629","Column13630","Column13631","Column13632","Column13633","Column13634","Column13635","Column13636","Column13637","Column13638","Column13639","Column13640","Column13641","Column13642","Column13643","Column13644","Column13645","Column13646","Column13647","Column13648","Column13649","Column13650","Column13651","Column13652","Column13653","Column13654","Column13655","Column13656","Column13657","Column13658","Column13659","Column13660","Column13661","Column13662","Column13663","Column13664","Column13665","Column13666","Column13667","Column13668","Column13669","Column13670","Column13671","Column13672","Column13673","Column13674","Column13675","Column13676","Column13677","Column13678","Column13679","Column13680","Column13681","Column13682","Column13683","Column13684","Column13685","Column13686","Column13687","Column13688","Column13689","Column13690","Column13691","Column13692","Column13693","Column13694","Column13695","Column13696","Column13697","Column13698","Column13699","Column13700","Column13701","Column13702","Column13703","Column13704","Column13705","Column13706","Column13707","Column13708","Column13709","Column13710","Column13711","Column13712","Column13713","Column13714","Column13715","Column13716","Column13717","Column13718","Column13719","Column13720","Column13721","Column13722","Column13723","Column13724","Column13725","Column13726","Column13727","Column13728","Column13729","Column13730","Column13731","Column13732","Column13733","Column13734","Column13735","Column13736","Column13737","Column13738","Column13739","Column13740","Column13741","Column13742","Column13743","Column13744","Column13745","Column13746","Column13747","Column13748","Column13749","Column13750","Column13751","Column13752","Column13753","Column13754","Column13755","Column13756","Column13757","Column13758","Column13759","Column13760","Column13761","Column13762","Column13763","Column13764","Column13765","Column13766","Column13767","Column13768","Column13769","Column13770","Column13771","Column13772","Column13773","Column13774","Column13775","Column13776","Column13777","Column13778","Column13779","Column13780","Column13781","Column13782","Column13783","Column13784","Column13785","Column13786","Column13787","Column13788","Column13789","Column13790","Column13791","Column13792","Column13793","Column13794","Column13795","Column13796","Column13797","Column13798","Column13799","Column13800","Column13801","Column13802","Column13803","Column13804","Column13805","Column13806","Column13807","Column13808","Column13809","Column13810","Column13811","Column13812","Column13813","Column13814","Column13815","Column13816","Column13817","Column13818","Column13819","Column13820","Column13821","Column13822","Column13823","Column13824","Column13825","Column13826","Column13827","Column13828","Column13829","Column13830","Column13831","Column13832","Column13833","Column13834","Column13835","Column13836","Column13837","Column13838","Column13839","Column13840","Column13841","Column13842","Column13843","Column13844","Column13845","Column13846","Column13847","Column13848","Column13849","Column13850","Column13851","Column13852","Column13853","Column13854","Column13855","Column13856","Column13857","Column13858","Column13859","Column13860","Column13861","Column13862","Column13863","Column13864","Column13865","Column13866","Column13867","Column13868","Column13869","Column13870","Column13871","Column13872","Column13873","Column13874","Column13875","Column13876","Column13877","Column13878","Column13879","Column13880","Column13881","Column13882","Column13883","Column13884","Column13885","Column13886","Column13887","Column13888","Column13889","Column13890","Column13891","Column13892","Column13893","Column13894","Column13895","Column13896","Column13897","Column13898","Column13899","Column13900","Column13901","Column13902","Column13903","Column13904","Column13905","Column13906","Column13907","Column13908","Column13909","Column13910","Column13911","Column13912","Column13913","Column13914","Column13915","Column13916","Column13917","Column13918","Column13919","Column13920","Column13921","Column13922","Column13923","Column13924","Column13925","Column13926","Column13927","Column13928","Column13929","Column13930","Column13931","Column13932","Column13933","Column13934","Column13935","Column13936","Column13937","Column13938","Column13939","Column13940","Column13941","Column13942","Column13943","Column13944","Column13945","Column13946","Column13947","Column13948","Column13949","Column13950","Column13951","Column13952","Column13953","Column13954","Column13955","Column13956","Column13957","Column13958","Column13959","Column13960","Column13961","Column13962","Column13963","Column13964","Column13965","Column13966","Column13967","Column13968","Column13969","Column13970","Column13971","Column13972","Column13973","Column13974","Column13975","Column13976","Column13977","Column13978","Column13979","Column13980","Column13981","Column13982","Column13983","Column13984","Column13985","Column13986","Column13987","Column13988","Column13989","Column13990","Column13991","Column13992","Column13993","Column13994","Column13995","Column13996","Column13997","Column13998","Column13999","Column14000","Column14001","Column14002","Column14003","Column14004","Column14005","Column14006","Column14007","Column14008","Column14009","Column14010","Column14011","Column14012","Column14013","Column14014","Column14015","Column14016","Column14017","Column14018","Column14019","Column14020","Column14021","Column14022","Column14023","Column14024","Column14025","Column14026","Column14027","Column14028","Column14029","Column14030","Column14031","Column14032","Column14033","Column14034","Column14035","Column14036","Column14037","Column14038","Column14039","Column14040","Column14041","Column14042","Column14043","Column14044","Column14045","Column14046","Column14047","Column14048","Column14049","Column14050","Column14051","Column14052","Column14053","Column14054","Column14055","Column14056","Column14057","Column14058","Column14059","Column14060","Column14061","Column14062","Column14063","Column14064","Column14065","Column14066","Column14067","Column14068","Column14069","Column14070","Column14071","Column14072","Column14073","Column14074","Column14075","Column14076","Column14077","Column14078","Column14079","Column14080","Column14081","Column14082","Column14083","Column14084","Column14085","Column14086","Column14087","Column14088","Column14089","Column14090","Column14091","Column14092","Column14093","Column14094","Column14095","Column14096","Column14097","Column14098","Column14099","Column14100","Column14101","Column14102","Column14103","Column14104","Column14105","Column14106","Column14107","Column14108","Column14109","Column14110","Column14111","Column14112","Column14113","Column14114","Column14115","Column14116","Column14117","Column14118","Column14119","Column14120","Column14121","Column14122","Column14123","Column14124","Column14125","Column14126","Column14127","Column14128","Column14129","Column14130","Column14131","Column14132","Column14133","Column14134","Column14135","Column14136","Column14137","Column14138","Column14139","Column14140","Column14141","Column14142","Column14143","Column14144","Column14145","Column14146","Column14147","Column14148","Column14149","Column14150","Column14151","Column14152","Column14153","Column14154","Column14155","Column14156","Column14157","Column14158","Column14159","Column14160","Column14161","Column14162","Column14163","Column14164","Column14165","Column14166","Column14167","Column14168","Column14169","Column14170","Column14171","Column14172","Column14173","Column14174","Column14175","Column14176","Column14177","Column14178","Column14179","Column14180","Column14181","Column14182","Column14183","Column14184","Column14185","Column14186","Column14187","Column14188","Column14189","Column14190","Column14191","Column14192","Column14193","Column14194","Column14195","Column14196","Column14197","Column14198","Column14199","Column14200","Column14201","Column14202","Column14203","Column14204","Column14205","Column14206","Column14207","Column14208","Column14209","Column14210","Column14211","Column14212","Column14213","Column14214","Column14215","Column14216","Column14217","Column14218","Column14219","Column14220","Column14221","Column14222","Column14223","Column14224","Column14225","Column14226","Column14227","Column14228","Column14229","Column14230","Column14231","Column14232","Column14233","Column14234","Column14235","Column14236","Column14237","Column14238","Column14239","Column14240","Column14241","Column14242","Column14243","Column14244","Column14245","Column14246","Column14247","Column14248","Column14249","Column14250","Column14251","Column14252","Column14253","Column14254","Column14255","Column14256","Column14257","Column14258","Column14259","Column14260","Column14261","Column14262","Column14263","Column14264","Column14265","Column14266","Column14267","Column14268","Column14269","Column14270","Column14271","Column14272","Column14273","Column14274","Column14275","Column14276","Column14277","Column14278","Column14279","Column14280","Column14281","Column14282","Column14283","Column14284","Column14285","Column14286","Column14287","Column14288","Column14289","Column14290","Column14291","Column14292","Column14293","Column14294","Column14295","Column14296","Column14297","Column14298","Column14299","Column14300","Column14301","Column14302","Column14303","Column14304","Column14305","Column14306","Column14307","Column14308","Column14309","Column14310","Column14311","Column14312","Column14313","Column14314","Column14315","Column14316","Column14317","Column14318","Column14319","Column14320","Column14321","Column14322","Column14323","Column14324","Column14325","Column14326","Column14327","Column14328","Column14329","Column14330","Column14331","Column14332","Column14333","Column14334","Column14335","Column14336","Column14337","Column14338","Column14339","Column14340","Column14341","Column14342","Column14343","Column14344","Column14345","Column14346","Column14347","Column14348","Column14349","Column14350","Column14351","Column14352","Column14353","Column14354","Column14355","Column14356","Column14357","Column14358","Column14359","Column14360","Column14361","Column14362","Column14363","Column14364","Column14365","Column14366","Column14367","Column14368","Column14369","Column14370","Column14371","Column14372","Column14373","Column14374","Column14375","Column14376","Column14377","Column14378","Column14379","Column14380","Column14381","Column14382","Column14383","Column14384","Column14385","Column14386","Column14387","Column14388","Column14389","Column14390","Column14391","Column14392","Column14393","Column14394","Column14395","Column14396","Column14397","Column14398","Column14399","Column14400","Column14401","Column14402","Column14403","Column14404","Column14405","Column14406","Column14407","Column14408","Column14409","Column14410","Column14411","Column14412","Column14413","Column14414","Column14415","Column14416","Column14417","Column14418","Column14419","Column14420","Column14421","Column14422","Column14423","Column14424","Column14425","Column14426","Column14427","Column14428","Column14429","Column14430","Column14431","Column14432","Column14433","Column14434","Column14435","Column14436","Column14437","Column14438","Column14439","Column14440","Column14441","Column14442","Column14443","Column14444","Column14445","Column14446","Column14447","Column14448","Column14449","Column14450","Column14451","Column14452","Column14453","Column14454","Column14455","Column14456","Column14457","Column14458","Column14459","Column14460","Column14461","Column14462","Column14463","Column14464","Column14465","Column14466","Column14467","Column14468","Column14469","Column14470","Column14471","Column14472","Column14473","Column14474","Column14475","Column14476","Column14477","Column14478","Column14479","Column14480","Column14481","Column14482","Column14483","Column14484","Column14485","Column14486","Column14487","Column14488","Column14489","Column14490","Column14491","Column14492","Column14493","Column14494","Column14495","Column14496","Column14497","Column14498","Column14499","Column14500","Column14501","Column14502","Column14503","Column14504","Column14505","Column14506","Column14507","Column14508","Column14509","Column14510","Column14511","Column14512","Column14513","Column14514","Column14515","Column14516","Column14517","Column14518","Column14519","Column14520","Column14521","Column14522","Column14523","Column14524","Column14525","Column14526","Column14527","Column14528","Column14529","Column14530","Column14531","Column14532","Column14533","Column14534","Column14535","Column14536","Column14537","Column14538","Column14539","Column14540","Column14541","Column14542","Column14543","Column14544","Column14545","Column14546","Column14547","Column14548","Column14549","Column14550","Column14551","Column14552","Column14553","Column14554","Column14555","Column14556","Column14557","Column14558","Column14559","Column14560","Column14561","Column14562","Column14563","Column14564","Column14565","Column14566","Column14567","Column14568","Column14569","Column14570","Column14571","Column14572","Column14573","Column14574","Column14575","Column14576","Column14577","Column14578","Column14579","Column14580","Column14581","Column14582","Column14583","Column14584","Column14585","Column14586","Column14587","Column14588","Column14589","Column14590","Column14591","Column14592","Column14593","Column14594","Column14595","Column14596","Column14597","Column14598","Column14599","Column14600","Column14601","Column14602","Column14603","Column14604","Column14605","Column14606","Column14607","Column14608","Column14609","Column14610","Column14611","Column14612","Column14613","Column14614","Column14615","Column14616","Column14617","Column14618","Column14619","Column14620","Column14621","Column14622","Column14623","Column14624","Column14625","Column14626","Column14627","Column14628","Column14629","Column14630","Column14631","Column14632","Column14633","Column14634","Column14635","Column14636","Column14637","Column14638","Column14639","Column14640","Column14641","Column14642","Column14643","Column14644","Column14645","Column14646","Column14647","Column14648","Column14649","Column14650","Column14651","Column14652","Column14653","Column14654","Column14655","Column14656","Column14657","Column14658","Column14659","Column14660","Column14661","Column14662","Column14663","Column14664","Column14665","Column14666","Column14667","Column14668","Column14669","Column14670","Column14671","Column14672","Column14673","Column14674","Column14675","Column14676","Column14677","Column14678","Column14679","Column14680","Column14681","Column14682","Column14683","Column14684","Column14685","Column14686","Column14687","Column14688","Column14689","Column14690","Column14691","Column14692","Column14693","Column14694","Column14695","Column14696","Column14697","Column14698","Column14699","Column14700","Column14701","Column14702","Column14703","Column14704","Column14705","Column14706","Column14707","Column14708","Column14709","Column14710","Column14711","Column14712","Column14713","Column14714","Column14715","Column14716","Column14717","Column14718","Column14719","Column14720","Column14721","Column14722","Column14723","Column14724","Column14725","Column14726","Column14727","Column14728","Column14729","Column14730","Column14731","Column14732","Column14733","Column14734","Column14735","Column14736","Column14737","Column14738","Column14739","Column14740","Column14741","Column14742","Column14743","Column14744","Column14745","Column14746","Column14747","Column14748","Column14749","Column14750","Column14751","Column14752","Column14753","Column14754","Column14755","Column14756","Column14757","Column14758","Column14759","Column14760","Column14761","Column14762","Column14763","Column14764","Column14765","Column14766","Column14767","Column14768","Column14769","Column14770","Column14771","Column14772","Column14773","Column14774","Column14775","Column14776","Column14777","Column14778","Column14779","Column14780","Column14781","Column14782","Column14783","Column14784","Column14785","Column14786","Column14787","Column14788","Column14789","Column14790","Column14791","Column14792","Column14793","Column14794","Column14795","Column14796","Column14797","Column14798","Column14799","Column14800","Column14801","Column14802","Column14803","Column14804","Column14805","Column14806","Column14807","Column14808","Column14809","Column14810","Column14811","Column14812","Column14813","Column14814","Column14815","Column14816","Column14817","Column14818","Column14819","Column14820","Column14821","Column14822","Column14823","Column14824","Column14825","Column14826","Column14827","Column14828","Column14829","Column14830","Column14831","Column14832","Column14833","Column14834","Column14835","Column14836","Column14837","Column14838","Column14839","Column14840","Column14841","Column14842","Column14843","Column14844","Column14845","Column14846","Column14847","Column14848","Column14849","Column14850","Column14851","Column14852","Column14853","Column14854","Column14855","Column14856","Column14857","Column14858","Column14859","Column14860","Column14861","Column14862","Column14863","Column14864","Column14865","Column14866","Column14867","Column14868","Column14869","Column14870","Column14871","Column14872","Column14873","Column14874","Column14875","Column14876","Column14877","Column14878","Column14879","Column14880","Column14881","Column14882","Column14883","Column14884","Column14885","Column14886","Column14887","Column14888","Column14889","Column14890","Column14891","Column14892","Column14893","Column14894","Column14895","Column14896","Column14897","Column14898","Column14899","Column14900","Column14901","Column14902","Column14903","Column14904","Column14905","Column14906","Column14907","Column14908","Column14909","Column14910","Column14911","Column14912","Column14913","Column14914","Column14915","Column14916","Column14917","Column14918","Column14919","Column14920","Column14921","Column14922","Column14923","Column14924","Column14925","Column14926","Column14927","Column14928","Column14929","Column14930","Column14931","Column14932","Column14933","Column14934","Column14935","Column14936","Column14937","Column14938","Column14939","Column14940","Column14941","Column14942","Column14943","Column14944","Column14945","Column14946","Column14947","Column14948","Column14949","Column14950","Column14951","Column14952","Column14953","Column14954","Column14955","Column14956","Column14957","Column14958","Column14959","Column14960","Column14961","Column14962","Column14963","Column14964","Column14965","Column14966","Column14967","Column14968","Column14969","Column14970","Column14971","Column14972","Column14973","Column14974","Column14975","Column14976","Column14977","Column14978","Column14979","Column14980","Column14981","Column14982","Column14983","Column14984","Column14985","Column14986","Column14987","Column14988","Column14989","Column14990","Column14991","Column14992","Column14993","Column14994","Column14995","Column14996","Column14997","Column14998","Column14999","Column15000","Column15001","Column15002","Column15003","Column15004","Column15005","Column15006","Column15007","Column15008","Column15009","Column15010","Column15011","Column15012","Column15013","Column15014","Column15015","Column15016","Column15017","Column15018","Column15019","Column15020","Column15021","Column15022","Column15023","Column15024","Column15025","Column15026","Column15027","Column15028","Column15029","Column15030","Column15031","Column15032","Column15033","Column15034","Column15035","Column15036","Column15037","Column15038","Column15039","Column15040","Column15041","Column15042","Column15043","Column15044","Column15045","Column15046","Column15047","Column15048","Column15049","Column15050","Column15051","Column15052","Column15053","Column15054","Column15055","Column15056","Column15057","Column15058","Column15059","Column15060","Column15061","Column15062","Column15063","Column15064","Column15065","Column15066","Column15067","Column15068","Column15069","Column15070","Column15071","Column15072","Column15073","Column15074","Column15075","Column15076","Column15077","Column15078","Column15079","Column15080","Column15081","Column15082","Column15083","Column15084","Column15085","Column15086","Column15087","Column15088","Column15089","Column15090","Column15091","Column15092","Column15093","Column15094","Column15095","Column15096","Column15097","Column15098","Column15099","Column15100","Column15101","Column15102","Column15103","Column15104","Column15105","Column15106","Column15107","Column15108","Column15109","Column15110","Column15111","Column15112","Column15113","Column15114","Column15115","Column15116","Column15117","Column15118","Column15119","Column15120","Column15121","Column15122","Column15123","Column15124","Column15125","Column15126","Column15127","Column15128","Column15129","Column15130","Column15131","Column15132","Column15133","Column15134","Column15135","Column15136","Column15137","Column15138","Column15139","Column15140","Column15141","Column15142","Column15143","Column15144","Column15145","Column15146","Column15147","Column15148","Column15149","Column15150","Column15151","Column15152","Column15153","Column15154","Column15155","Column15156","Column15157","Column15158","Column15159","Column15160","Column15161","Column15162","Column15163","Column15164","Column15165","Column15166","Column15167","Column15168","Column15169","Column15170","Column15171","Column15172","Column15173","Column15174","Column15175","Column15176","Column15177","Column15178","Column15179","Column15180","Column15181","Column15182","Column15183","Column15184","Column15185","Column15186","Column15187","Column15188","Column15189","Column15190","Column15191","Column15192","Column15193","Column15194","Column15195","Column15196","Column15197","Column15198","Column15199","Column15200","Column15201","Column15202","Column15203","Column15204","Column15205","Column15206","Column15207","Column15208","Column15209","Column15210","Column15211","Column15212","Column15213","Column15214","Column15215","Column15216","Column15217","Column15218","Column15219","Column15220","Column15221","Column15222","Column15223","Column15224","Column15225","Column15226","Column15227","Column15228","Column15229","Column15230","Column15231","Column15232","Column15233","Column15234","Column15235","Column15236","Column15237","Column15238","Column15239","Column15240","Column15241","Column15242","Column15243","Column15244","Column15245","Column15246","Column15247","Column15248","Column15249","Column15250","Column15251","Column15252","Column15253","Column15254","Column15255","Column15256","Column15257","Column15258","Column15259","Column15260","Column15261","Column15262","Column15263","Column15264","Column15265","Column15266","Column15267","Column15268","Column15269","Column15270","Column15271","Column15272","Column15273","Column15274","Column15275","Column15276","Column15277","Column15278","Column15279","Column15280","Column15281","Column15282","Column15283","Column15284","Column15285","Column15286","Column15287","Column15288","Column15289","Column15290","Column15291","Column15292","Column15293","Column15294","Column15295","Column15296","Column15297","Column15298","Column15299","Column15300","Column15301","Column15302","Column15303","Column15304","Column15305","Column15306","Column15307","Column15308","Column15309","Column15310","Column15311","Column15312","Column15313","Column15314","Column15315","Column15316","Column15317","Column15318","Column15319","Column15320","Column15321","Column15322","Column15323","Column15324","Column15325","Column15326","Column15327","Column15328","Column15329","Column15330","Column15331","Column15332","Column15333","Column15334","Column15335","Column15336","Column15337","Column15338","Column15339","Column15340","Column15341","Column15342","Column15343","Column15344","Column15345","Column15346","Column15347","Column15348","Column15349","Column15350","Column15351","Column15352","Column15353","Column15354","Column15355","Column15356","Column15357","Column15358","Column15359","Column15360","Column15361","Column15362","Column15363","Column15364","Column15365","Column15366","Column15367","Column15368","Column15369","Column15370","Column15371","Column15372","Column15373","Column15374","Column15375","Column15376","Column15377","Column15378","Column15379","Column15380","Column15381","Column15382","Column15383","Column15384","Column15385","Column15386","Column15387","Column15388","Column15389","Column15390","Column15391","Column15392","Column15393","Column15394","Column15395","Column15396","Column15397","Column15398","Column15399","Column15400","Column15401","Column15402","Column15403","Column15404","Column15405","Column15406","Column15407","Column15408","Column15409","Column15410","Column15411","Column15412","Column15413","Column15414","Column15415","Column15416","Column15417","Column15418","Column15419","Column15420","Column15421","Column15422","Column15423","Column15424","Column15425","Column15426","Column15427","Column15428","Column15429","Column15430","Column15431","Column15432","Column15433","Column15434","Column15435","Column15436","Column15437","Column15438","Column15439","Column15440","Column15441","Column15442","Column15443","Column15444","Column15445","Column15446","Column15447","Column15448","Column15449","Column15450","Column15451","Column15452","Column15453","Column15454","Column15455","Column15456","Column15457","Column15458","Column15459","Column15460","Column15461","Column15462","Column15463","Column15464","Column15465","Column15466","Column15467","Column15468","Column15469","Column15470","Column15471","Column15472","Column15473","Column15474","Column15475","Column15476","Column15477","Column15478","Column15479","Column15480","Column15481","Column15482","Column15483","Column15484","Column15485","Column15486","Column15487","Column15488","Column15489","Column15490","Column15491","Column15492","Column15493","Column15494","Column15495","Column15496","Column15497","Column15498","Column15499","Column15500","Column15501","Column15502","Column15503","Column15504","Column15505","Column15506","Column15507","Column15508","Column15509","Column15510","Column15511","Column15512","Column15513","Column15514","Column15515","Column15516","Column15517","Column15518","Column15519","Column15520","Column15521","Column15522","Column15523","Column15524","Column15525","Column15526","Column15527","Column15528","Column15529","Column15530","Column15531","Column15532","Column15533","Column15534","Column15535","Column15536","Column15537","Column15538","Column15539","Column15540","Column15541","Column15542","Column15543","Column15544","Column15545","Column15546","Column15547","Column15548","Column15549","Column15550","Column15551","Column15552","Column15553","Column15554","Column15555","Column15556","Column15557","Column15558","Column15559","Column15560","Column15561","Column15562","Column15563","Column15564","Column15565","Column15566","Column15567","Column15568","Column15569","Column15570","Column15571","Column15572","Column15573","Column15574","Column15575","Column15576","Column15577","Column15578","Column15579","Column15580","Column15581","Column15582","Column15583","Column15584","Column15585","Column15586","Column15587","Column15588","Column15589","Column15590","Column15591","Column15592","Column15593","Column15594","Column15595","Column15596","Column15597","Column15598","Column15599","Column15600","Column15601","Column15602","Column15603","Column15604","Column15605","Column15606","Column15607","Column15608","Column15609","Column15610","Column15611","Column15612","Column15613","Column15614","Column15615","Column15616","Column15617","Column15618","Column15619","Column15620","Column15621","Column15622","Column15623","Column15624","Column15625","Column15626","Column15627","Column15628","Column15629","Column15630","Column15631","Column15632","Column15633","Column15634","Column15635","Column15636","Column15637","Column15638","Column15639","Column15640","Column15641","Column15642","Column15643","Column15644","Column15645","Column15646","Column15647","Column15648","Column15649","Column15650","Column15651","Column15652","Column15653","Column15654","Column15655","Column15656","Column15657","Column15658","Column15659","Column15660","Column15661","Column15662","Column15663","Column15664","Column15665","Column15666","Column15667","Column15668","Column15669","Column15670","Column15671","Column15672","Column15673","Column15674","Column15675","Column15676","Column15677","Column15678","Column15679","Column15680","Column15681","Column15682","Column15683","Column15684","Column15685","Column15686","Column15687","Column15688","Column15689","Column15690","Column15691","Column15692","Column15693","Column15694","Column15695","Column15696","Column15697","Column15698","Column15699","Column15700","Column15701","Column15702","Column15703","Column15704","Column15705","Column15706","Column15707","Column15708","Column15709","Column15710","Column15711","Column15712","Column15713","Column15714","Column15715","Column15716","Column15717","Column15718","Column15719","Column15720","Column15721","Column15722","Column15723","Column15724","Column15725","Column15726","Column15727","Column15728","Column15729","Column15730","Column15731","Column15732","Column15733","Column15734","Column15735","Column15736","Column15737","Column15738","Column15739","Column15740","Column15741","Column15742","Column15743","Column15744","Column15745","Column15746","Column15747","Column15748","Column15749","Column15750","Column15751","Column15752","Column15753","Column15754","Column15755","Column15756","Column15757","Column15758","Column15759","Column15760","Column15761","Column15762","Column15763","Column15764","Column15765","Column15766","Column15767","Column15768","Column15769","Column15770","Column15771","Column15772","Column15773","Column15774","Column15775","Column15776","Column15777","Column15778","Column15779","Column15780","Column15781","Column15782","Column15783","Column15784","Column15785","Column15786","Column15787","Column15788","Column15789","Column15790","Column15791","Column15792","Column15793","Column15794","Column15795","Column15796","Column15797","Column15798","Column15799","Column15800","Column15801","Column15802","Column15803","Column15804","Column15805","Column15806","Column15807","Column15808","Column15809","Column15810","Column15811","Column15812","Column15813","Column15814","Column15815","Column15816","Column15817","Column15818","Column15819","Column15820","Column15821","Column15822","Column15823","Column15824","Column15825","Column15826","Column15827","Column15828","Column15829","Column15830","Column15831","Column15832","Column15833","Column15834","Column15835","Column15836","Column15837","Column15838","Column15839","Column15840","Column15841","Column15842","Column15843","Column15844","Column15845","Column15846","Column15847","Column15848","Column15849","Column15850","Column15851","Column15852","Column15853","Column15854","Column15855","Column15856","Column15857","Column15858","Column15859","Column15860","Column15861","Column15862","Column15863","Column15864","Column15865","Column15866","Column15867","Column15868","Column15869","Column15870","Column15871","Column15872","Column15873","Column15874","Column15875","Column15876","Column15877","Column15878","Column15879","Column15880","Column15881","Column15882","Column15883","Column15884","Column15885","Column15886","Column15887","Column15888","Column15889","Column15890","Column15891","Column15892","Column15893","Column15894","Column15895","Column15896","Column15897","Column15898","Column15899","Column15900","Column15901","Column15902","Column15903","Column15904","Column15905","Column15906","Column15907","Column15908","Column15909","Column15910","Column15911","Column15912","Column15913","Column15914","Column15915","Column15916","Column15917","Column15918","Column15919","Column15920","Column15921","Column15922","Column15923","Column15924","Column15925","Column15926","Column15927","Column15928","Column15929","Column15930","Column15931","Column15932","Column15933","Column15934","Column15935","Column15936","Column15937","Column15938","Column15939","Column15940","Column15941","Column15942","Column15943","Column15944","Column15945","Column15946","Column15947","Column15948","Column15949","Column15950","Column15951","Column15952","Column15953","Column15954","Column15955","Column15956","Column15957","Column15958","Column15959","Column15960","Column15961","Column15962","Column15963","Column15964","Column15965","Column15966","Column15967","Column15968","Column15969","Column15970","Column15971","Column15972","Column15973","Column15974","Column15975","Column15976","Column15977","Column15978","Column15979","Column15980","Column15981","Column15982","Column15983","Column15984","Column15985","Column15986","Column15987","Column15988","Column15989","Column15990","Column15991","Column15992","Column15993","Column15994","Column15995","Column15996","Column15997","Column15998","Column15999","Column16000","Column16001","Column16002","Column16003","Column16004","Column16005","Column16006","Column16007","Column16008","Column16009","Column16010","Column16011","Column16012","Column16013","Column16014","Column16015","Column16016","Column16017","Column16018","Column16019","Column16020","Column16021","Column16022","Column16023","Column16024","Column16025","Column16026","Column16027","Column16028","Column16029","Column16030","Column16031","Column16032","Column16033","Column16034","Column16035","Column16036","Column16037","Column16038","Column16039","Column16040","Column16041","Column16042","Column16043","Column16044","Column16045","Column16046","Column16047","Column16048","Column16049","Column16050","Column16051","Column16052","Column16053","Column16054","Column16055","Column16056","Column16057","Column16058","Column16059","Column16060","Column16061","Column16062","Column16063","Column16064","Column16065","Column16066","Column16067","Column16068","Column16069","Column16070","Column16071","Column16072","Column16073","Column16074","Column16075","Column16076","Column16077","Column16078","Column16079","Column16080","Column16081","Column16082","Column16083","Column16084","Column16085","Column16086","Column16087","Column16088","Column16089","Column16090","Column16091","Column16092","Column16093","Column16094","Column16095","Column16096","Column16097","Column16098","Column16099","Column16100","Column16101","Column16102","Column16103","Column16104","Column16105","Column16106","Column16107","Column16108","Column16109","Column16110","Column16111","Column16112","Column16113","Column16114","Column16115","Column16116","Column16117","Column16118","Column16119","Column16120","Column16121","Column16122","Column16123","Column16124","Column16125","Column16126","Column16127","Column16128","Column16129","Column16130","Column16131","Column16132","Column16133","Column16134","Column16135","Column16136","Column16137","Column16138","Column16139","Column16140","Column16141","Column16142","Column16143","Column16144","Column16145","Column16146","Column16147","Column16148","Column16149","Column16150","Column16151","Column16152","Column16153","Column16154","Column16155","Column16156","Column16157","Column16158","Column16159","Column16160","Column16161","Column16162","Column16163","Column16164","Column16165","Column16166","Column16167","Column16168","Column16169","Column16170","Column16171","Column16172","Column16173","Column16174","Column16175","Column16176","Column16177","Column16178","Column16179","Column16180","Column16181","Column16182","Column16183","Column16184","Column16185","Column16186","Column16187","Column16188","Column16189","Column16190","Column16191","Column16192","Column16193","Column16194","Column16195","Column16196","Column16197","Column16198","Column16199","Column16200","Column16201","Column16202","Column16203","Column16204","Column16205","Column16206","Column16207","Column16208","Column16209","Column16210","Column16211","Column16212","Column16213","Column16214","Column16215","Column16216","Column16217","Column16218","Column16219","Column16220","Column16221","Column16222","Column16223","Column16224","Column16225","Column16226","Column16227","Column16228","Column16229","Column16230","Column16231","Column16232","Column16233","Column16234","Column16235","Column16236","Column16237","Column16238","Column16239","Column16240","Column16241","Column16242","Column16243","Column16244","Column16245","Column16246","Column16247","Column16248","Column16249","Column16250","Column16251","Column16252","Column16253","Column16254","Column16255","Column16256","Column16257","Column16258","Column16259","Column16260","Column16261","Column16262","Column16263","Column16264","Column16265","Column16266","Column16267","Column16268","Column16269","Column16270","Column16271","Column16272","Column16273","Column16274","Column16275","Column16276","Column16277","Column16278","Column16279","Column16280","Column16281","Column16282","Column16283","Column16284","Column16285","Column16286","Column16287","Column16288","Column16289","Column16290","Column16291","Column16292","Column16293","Column16294","Column16295","Column16296","Column16297","Column16298","Column16299","Column16300","Column16301","Column16302","Column16303","Column16304","Column16305","Column16306","Column16307","Column16308","Column16309","Column16310","Column16311","Column16312","Column16313","Column16314","Column16315","Column16316","Column16317","Column16318","Column16319","Column16320","Column16321","Column16322","Column16323","Column16324","Column16325","Column16326","Column16327","Column16328","Column16329","Column16330","Column16331","Column16332","Column16333","Column16334","Column16335","Column16336","Column16337","Column16338","Column16339","Column16340","Column16341","Column16342","Column16343","Column16344","Column16345","Column16346","Column16347","Column16348","Column16349","Column16350","Column16351","Column16352","Column16353","Column16354","Column16355","Column16356","Column16357","Column16358","Column16359","Column16360","Column16361","Column16362","Column16363","Column16364","Column16365","Column16366","Column16367","Column16368"]
["ü Eligible","û NO","2012-05-25",null,"Air Source Heat Pump","Air to Water","Apache 13000","Apache 13000","Northern Gas Heating Ltd","MCS HP0140/03","BRE",null,"ü YES"]
["ü Eligible","û NO","2012-05-25",null,"Air Source Heat Pump","Air to Water","Apache 5000","Apache 5000","Northern Gas Heating Ltd","MCS HP0140/01","BRE",null,"ü YES"]
["ü Eligible","û NO","2012-05-25",null,"Air Source Heat Pump","Air to Water","Apache 8000","Apache 8000","Northern Gas Heating Ltd","MCS HP0140/02","BRE",null,"ü YES"]
["ü Eligible","ü YES","2012-10-19",null,"Air Source Heat Pump","Air to Water","ASHP","HP 08L-M-WEB","Heliotherm Wärmepumpentechnik Ges.m.b.H","BBA 0136/02","BBA",null,"ü YES"]
["ü Eligible","ü YES","2012-10-19",null,"Air Source Heat Pump","Air to Water","ASHP","HP 25L-M-WEB","Heliotherm Wärmepumpentechnik Ges.m.b.H","BBA 0136/07","BBA",null,"ü YES"]
["ü Eligible","ü YES","2012-10-19",null,"Air Source Heat Pump","Air to Water","ASHP","HP12L-M-WEB","Heliotherm Wärmepumpentechnik Ges.m.b.H","BBA 0136/05","BBA",null,"ü YES"]
["ü Eligible","ü YES","2012-10-19",null,"Air Source Heat Pump","Air to Water","ASHP","HP20L-M-WEB","Heliotherm Wärmepumpentechnik Ges.m.b.H","BBA 0136/06","BBA",null,"ü YES"]
["ü Eligible","û NO","2013-08-13","2017-05-12","Air Source Heat Pump","Air to Water","AW-HT / CA-E 0122","AW-HT / CA-E 0122","Climaveneta S.p.A.","MCS HP0005/40","BRE",null,"ü YES"]
["ü Eligible","û NO","2013-08-13","2017-05-12","Air Source Heat Pump","Air to Water","AW-HT / LN-CA-E 0122","AW-HT / LN-CA-E 0122","Climaveneta S.p.A.","MCS HP0005/41","BRE",null,"ü YES"]
["ü Eligible","û NO","2009-09-28","2017-05-12","Air Source Heat Pump","Air to Water","Climaveneta","MICS-N 0122 FF","Climaveneta S.p.A.","MCS HP0005/21","BRE",null,"ü YES"]
["ü Eligible","û NO","2009-09-28","2017-05-12","Air Source Heat Pump","Air to Water","Climaveneta","MICS-N 0152 FF","Climaveneta S.p.A.","MCS HP0005/22","BRE",null,"ü YES"]
["ü Eligible","ü YES","2013-12-13",null,"Air Source Heat Pump","Air to Water","CTC EcoAir 406 (1 phase)","CTC EcoAir 406 (1 phase)","CTC Division, Enertech Limited","MCS HP0023/29","BRE",null,"ü YES"]
["ü Eligible","ü YES","2013-12-13",null,"Air Source Heat Pump","Air to Water","CTC EcoAir 406 (3 phase)","CTC EcoAir 406 (3 phase)","CTC Division, Enertech Limited","MCS HP0023/30","BRE",null,"ü YES"]
["ü Eligible","ü YES","2013-12-13",null,"Air Source Heat Pump","Air to Water","CTC EcoAir 408 (1 phase)","CTC EcoAir 408 (1 phase)","CTC Division, Enertech Limited","MCS HP0023/31","BRE",null,"ü YES"]
["ü Eligible","ü YES","2013-12-13",null,"Air Source Heat Pump","Air to Water","CTC EcoAir 408 (3 phase)","CTC EcoAir 408 (3 phase)","CTC Division, Enertech Limited","MCS HP0023/32","BRE",null,"ü YES"]
["ü Eligible","ü YES","2013-12-13",null,"Air Source Heat Pump","Air to Water","CTC EcoAir 410 (1 phase)","CTC EcoAir 410 (1 phase)","CTC Division, Enertech Limited","MCS HP0023/33","BRE",null,"ü YES"]
["ü Eligible","ü YES","2013-12-13",null,"Air Source Heat Pump","Air to Water","CTC EcoAir 410 (3 phase)","CTC EcoAir 410 (3 phase)","CTC Division, Enertech Limited","MCS HP0023/34","BRE",null,"ü YES"]
["ü Eligible","ü YES","2014-05-15",null,"Air Source Heat Pump","Air to Water","Daikin Altherma","EVLQ05CAV3 – EHYHBH05AV32","Daikin Europe N.V.","MCS HP0006/224","BRE",null,"ü YES"]
["ü Eligible","ü YES","2014-05-15",null,"Air Source Heat Pump","Air to Water","Daikin Altherma","EVLQ08CAV3 – EHYHBH08AV32","Daikin Europe N.V.","MCS HP0006/225","BRE",null,"ü YES"]
["ü Eligible","ü YES","2013-09-19",null,"Air Source Heat Pump","Air to Water","Daikin Altherma EVLQ05CAV3 – EHYHBH05AAV3","Daikin Altherma EVLQ05CAV3 – EHYHBH05AAV3","Daikin Europe N.V.","MCS HP0006/221","BRE",null,"ü YES"]
["ü Eligible","ü YES","2013-12-13",null,"Air Source Heat Pump","Air to Water","Daikin Altherma EVLQ08CAV3 – EHYHBH08AA3V","Daikin Altherma EVLQ08CAV3 – EHYHBH08AA3V","Daikin Europe N.V.","MCS HP0006/222","BRE",null,"ü YES"]
["ü Eligible","ü YES","2013-12-13",null,"Air Source Heat Pump","Air to Water","Daikin Altherma EVLQ08CAV3 – EHYHBX08AA3V","Daikin Altherma EVLQ08CAV3 – EHYHBX08AA3V","Daikin Europe N.V.","MCS HP0006/223","BRE",null,"ü YES"]
["ü Eligible","û NO","2009-07-07","2017-05-12","Air Source Heat Pump","Air to Water","De Longhi Professional","AW 0031M HT/S","Climaveneta S.p.A.","MCS HP0005/17","BRE",null,"ü YES"]
["ü Eligible","û NO","2009-07-07","2017-05-12","Air Source Heat Pump","Air to Water","De Longhi Professional","AW 0041M HT/S","Climaveneta S.p.A.","MCS HP0005/18","BRE",null,"ü YES"]
["ü Eligible","û NO","2009-07-07","2017-05-12","Air Source Heat Pump","Air to Water","De Longhi Professional","AW 0061T HT","Climaveneta S.p.A.","MCS HP0005/19","BRE",null,"ü YES"]
["ü Eligible","û NO","2009-05-28","2017-05-12","Air Source Heat Pump","Air to Water","De Longhi Professional","AWR 0011M MTD/S","Climaveneta S.p.A.","MCS HP0005/01","BRE",null,"ü YES"]
["ü Eligible","û NO","2009-07-07","2017-05-12","Air Source Heat Pump","Air to Water","De Longhi Professional","AWR 0021M DHW/S","Climaveneta S.p.A.","MCS HP0005/15","BRE",null,"ü YES"]
["ü Eligible","û NO","2009-05-28","2017-05-12","Air Source Heat Pump","Air to Water","De Longhi Professional","AWR 0025M MTD/S","Climaveneta S.p.A.","MCS HP0005/02","BRE",null,"ü YES"]
["ü Eligible","û NO","2009-05-28","2017-05-12","Air Source Heat Pump","Air to Water","De Longhi Professional","AWR 0051T MTD","Climaveneta S.p.A.","MCS HP0005/12","BRE",null,"ü YES"]
["ü Eligible","û NO","2009-05-28","2017-05-12","Air Source Heat Pump","Air to Water","De Longhi Professional","AWR 0061T MTD","Climaveneta S.p.A.","MCS HP0005/05","BRE",null,"ü YES"]
["ü Eligible","û NO","2009-07-07","2017-05-12","Air Source Heat Pump","Air to Water","De Longhi Professional","AWR 0065T DHW","Climaveneta S.p.A.","MCS HP0005/16","BRE",null,"ü YES"]
["ü Eligible","û NO","2009-04-20","2017-05-12","Air Source Heat Pump","Air to Water","De Longhi Professional","BRAN 0011M H","Climaveneta S.p.A.","MCS HP0005/09","BRE",null,"ü YES"]
["ü Eligible","û NO","2009-04-20","2017-05-12","Air Source Heat Pump","Air to Water","De Longhi Professional","BRAN 0025M H","Climaveneta S.p.A.","MCS HP0005/10","BRE",null,"ü YES"]
["ü Eligible","û NO","2009-04-20","2017-05-12","Air Source Heat Pump","Air to Water","De Longhi Professional","BRAN 0041M H","Climaveneta S.p.A.","MCS HP0005/11","BRE",null,"ü YES"]
["ü Eligible","û NO","2009-05-28","2017-05-12","Air Source Heat Pump","Air to Water","De Longhi Professional ","AWR 0031M MTD/S","Climaveneta S.p.A.","MCS HP0005/03","BRE",null,"ü YES"]
["ü Eligible","û NO","2009-05-28","2017-05-12","Air Source Heat Pump","Air to Water","De Longhi Professional ","AWR 0041M MTD/S","Climaveneta S.p.A.","MCS HP0005/04","BRE",null,"ü YES"]
["ü Eligible","û NO","2012-05-30","2017-05-12","Air Source Heat Pump","Air to Water","De Longhi Professional AW 0071T HT","De Longhi Professional AW 0071T HT","Climaveneta S.p.A.","MCS HP0005/29","BRE",null,"ü YES"]
["ü Eligible","û NO","2012-05-30","2017-05-12","Air Source Heat Pump","Air to Water","De Longhi Professional i- NRG 0061t","De Longhi Professional i- NRG 0061t","Climaveneta S.p.A.","MCS HP0005/28","BRE",null,"ü YES"]
["ü Eligible","û NO","2013-08-13","2017-05-12","Air Source Heat Pump","Air to Water","Dè Longhi Professional i-KI  0011m MTD","Dè Longhi Professional i-KI  0011m MTD","Climaveneta S.p.A.","MCS HP0005/42","BRE",null,"ü YES"]
["ü Eligible","û NO","2012-05-30","2017-05-12","Air Source Heat Pump","Air to Water","De Longhi Professional i-KI  MTD","De Longhi Professional i-KI  MTD","Climaveneta S.p.A.","MCS HP0005/25","BRE",null,"ü YES"]
["ü Eligible","û NO","2013-08-13","2017-05-12","Air Source Heat Pump","Air to Water","Dè Longhi Professional i-KIR  0011m MTD","Dè Longhi Professional i-KIR  0011m MTD","Climaveneta S.p.A.","MCS HP0005/43","BRE",null,"ü YES"]
["ü Eligible","û NO","2012-05-30","2017-05-12","Air Source Heat Pump","Air to Water","De Longhi Professional i-KIR  MTD","De Longhi Professional i-KIR  MTD","Climaveneta S.p.A.","MCS HP0005/26","BRE",null,"ü YES"]
["ü Eligible","û NO","2012-05-30","2017-05-12","Air Source Heat Pump","Air to Water","De Longhi Professional i-NRG 0061m","De Longhi Professional i-NRG 0061m","Climaveneta S.p.A.","MCS HP0005/27","BRE",null,"ü YES"]
["ü Eligible","ü YES","2015-09-18",null,"Air Source Heat Pump","Air to Water","EasyMaster Three Phase","EM37z - 15.4kW","Thermal Earth Ltd","BBA 0034/43","BBA",null,"ü YES"]
["ü Eligible","ü YES","2015-09-18",null,"Air Source Heat Pump","Air to Water","EasyMaster Three Phase","EM45z - 18kW","Thermal Earth Ltd","BBA 0034/44","BBA",null,"ü YES"]
["ü Eligible","ü YES","2015-09-18",null,"Air Source Heat Pump","Air to Water","EasyMaster Three Phase","EM60z - 24.6kW","Thermal Earth Ltd","BBA 0034/45","BBA",null,"ü YES"]
["ü Eligible","ü YES","2015-09-18",null,"Air Source Heat Pump","Air to Water","EasyMaster Three Phase","EM75z - 30.3kW","Thermal Earth Ltd","BBA 0034/46","BBA",null,"ü YES"]
["ü Eligible","ü YES","2013-06-07",null,"Air Source Heat Pump","Air to Water","Ecodan","Ecodan PUHZ SW120VHA / 2kW Cylinder","Mitsubishi Electric Europe B.V.","MCS HP0002/20","BRE",null,"ü YES"]
["ü Eligible","ü YES","2013-06-07",null,"Air Source Heat Pump","Air to Water","Ecodan","Ecodan PUHZ SW120VHA / 2kW Hydrobox","Mitsubishi Electric Europe B.V.","MCS HP0002/19","BRE",null,"ü YES"]
["ü Eligible","ü YES","2013-06-07",null,"Air Source Heat Pump","Air to Water","Ecodan","Ecodan PUHZ SW120VHA / 6kW Hydrobox","Mitsubishi Electric Europe B.V.","MCS HP0002/18","BRE",null,"ü YES"]
["ü Eligible","û NO","2013-06-07",null,"Air Source Heat Pump","Air to Water","Ecodan","Ecodan PUHZ SW40VHA / 2kW Cylinder","Mitsubishi Electric Europe B.V.","MCS HP0002/14","BRE",null,"ü YES"]
["ü Eligible","û NO","2013-06-07",null,"Air Source Heat Pump","Air to Water","Ecodan","Ecodan PUHZ SW40VHA / 2kW Hydrobox","Mitsubishi Electric Europe B.V.","MCS HP0002/13","BRE",null,"ü YES"]
["ü Eligible","û NO","2013-06-07",null,"Air Source Heat Pump","Air to Water","Ecodan","Ecodan PUHZ SW40VHA / 6kW Hydrobox","Mitsubishi Electric Europe B.V.","MCS HP0002/12","BRE",null,"ü YES"]
["ü Eligible","ü YES","2013-06-07",null,"Air Source Heat Pump","Air to Water","Ecodan","Ecodan PUHZ SW75VHA / 2kW Cylinder","Mitsubishi Electric Europe B.V.","MCS HP0002/17","BRE",null,"ü YES"]
["ü Eligible","ü YES","2013-06-07",null,"Air Source Heat Pump","Air to Water","Ecodan","Ecodan PUHZ SW75VHA / 2kW Hydrobox","Mitsubishi Electric Europe B.V.","MCS HP0002/16","BRE",null,"ü YES"]
["ü Eligible","ü YES","2013-06-07",null,"Air Source Heat Pump","Air to Water","Ecodan","Ecodan PUHZ SW75VHA / 6kW Hydrobox","Mitsubishi Electric Europe B.V.","MCS HP0002/15","BRE",null,"ü YES"]
["ü Eligible","ü YES","2009-12-24",null,"Air Source Heat Pump","Air to Water","Ecodan","Ecodan PUHZ-W85VHA2","Mitsubishi Electric Europe B.V.","MCS HP0002/05","BRE",null,"ü YES"]
["ü Eligible","ü YES","2009-12-24",null,"Air Source Heat Pump","Air to Water","Ecodan","Ecodan PUHZ-W85VHA2-BS","Mitsubishi Electric Europe B.V.","MCS HP0002/06","BRE",null,"ü YES"]
["ü Eligible","ü YES","2014-08-18",null,"Air Source Heat Pump","Air to Water","Ecodan","PUHZ-W112VHA","Mitsubishi Electric Europe B.V.","MCS HP0002/21","BRE",null,"ü YES"]
["ü Eligible","ü YES","2008-09-12",null,"Air Source Heat Pump","Air to Water","Ecodan","PUHZ-W90VHA-BS","Mitsubishi Electric Europe B.V.","MCS HP0002/02","BRE",null,"ü YES"]
["ü Eligible","ü YES","2012-04-12",null,"Air Source Heat Pump","Air to Water","Edinburgh Eco Air Boiler  EDSHR407CMOD1","Edinburgh Eco Air Boiler  EDSHR407CMOD1","Global Energy Systems and Technology Ltd","MCS HP0010/03","BRE",null,"ü YES"]
["ü Eligible","ü YES","2014-03-14",null,"Air Source Heat Pump","Air to Water","ELW Air to Water units ","ELW 12kW","OCHSNER Warmepumpen","BBA 0037/15","BBA",null,"ü YES"]
["ü Eligible","ü YES","2015-09-11",null,"Air Source Heat Pump","Air to Water","GMLW Air to Water units ","GMLW 9 plus VX","OCHSNER Warmepumpen","BBA 0037/17","BBA",null,"ü YES"]
["ü Eligible","û NO","2010-04-01",null,"Air Source Heat Pump","Air to Water","Grant Aerona Air Source ","Grant Aerona SE: HPAW 65, HPAW 85, HPAW 110, HPAW 130 and HPAW 155 (single phase, single compressor)\nGrant Aerona HE: ASHE 65, ASHE 85, ASHE 125 (single phase, single compressor) and ASHE 175, ASHE215 (single phase, double compressor)\n","Grant Engineering Ltd","BBA 0009","BBA",null,"ü YES"]
["ü Eligible","û NO","2009-05-06","2017-05-12","Air Source Heat Pump","Air to Water","Heatseeker","AW4502AHY","Calorex Heat Pumps Limited","MCS HP0001/04","BRE",null,"ü YES"]
["ü Eligible","û NO","2013-02-15","2017-05-05","Air Source Heat Pump","Air to Water","LC Pumps"," LC-12","Lailey and Coates Ltd","BBA 0137/03","BBA",null,"ü YES"]
["ü Eligible","û NO","2013-02-15","2017-05-05","Air Source Heat Pump","Air to Water","LC Pumps","LC -07","Lailey and Coates Ltd","BBA 0137/01","BBA",null,"ü YES"]
["ü Eligible","û NO","2013-02-15","2017-05-05","Air Source Heat Pump","Air to Water","LC Pumps","LC-10","Lailey and Coates Ltd","BBA 0137/02","BBA",null,"ü YES"]
["ü Eligible","û NO","2013-02-15","2017-05-05","Air Source Heat Pump","Air to Water","LC Pumps","LC-15","Lailey and Coates Ltd","BBA 0137/04","BBA",null,"ü YES"]
["ü Eligible","ü YES","2014-11-07","2017-05-05","Air Source Heat Pump","Air to Water","LC Pumps","LCM-06","Lailey and Coates Ltd","BBA 0137/06","BBA",null,"ü YES"]
["ü Eligible","ü YES","2014-10-24","2017-05-05","Air Source Heat Pump","Air to Water","LC Pumps","LCM-09","Lailey and Coates Ltd","BBA 0137/05","BBA",null,"ü YES"]
["ü Eligible","ü YES","2009-08-11",null,"Air Source Heat Pump","Air to Water","London Eco Air Boiler ","LNDSHR407CMOD1 9kW Single Phase 70°C DHW","Global Energy Systems and Technology Ltd","MCS HP0010/01","BRE",null,"ü YES"]
["ü Eligible","ü YES","2013-11-08",null,"Air Source Heat Pump","Air to Water","MasterTherm BOXAIR single phase Heat  Pumps","BA22I","Thermal Earth Ltd","BBA 0034/07","BBA",null,"ü YES"]
["ü Eligible","ü YES","2013-11-08",null,"Air Source Heat Pump","Air to Water","MasterTherm BOXAIR single phase Heat  Pumps","BA45I","Thermal Earth Ltd","BBA 0034/14","BBA",null,"ü YES"]
["ü Eligible","ü YES","2010-08-20",null,"Air Source Heat Pump","Air to Water","MasterTherm BOXAIR single phase Heat Pumps","\nBA30I","Thermal Earth Ltd","BBA 0034/30","BBA",null,"ü YES"]
["ü Eligible","ü YES","2011-06-03",null,"Air Source Heat Pump","Air to Water","Neura Air to Water Heat Pumps","\n10kW  — L10Eu","Neura AG","BBA 0089/05","BBA",null,"ü YES"]
["ü Eligible","ü YES","2012-02-24",null,"Air Source Heat Pump","Air to Water","Neura Air to Water Heat Pumps","\n10kW  – L10EuC-n230","Neura AG","BBA 0089/15","BBA",null,"ü YES"]
["ü Eligible","ü YES","2011-06-03",null,"Air Source Heat Pump","Air to Water","Neura Air to Water Heat Pumps","\n18kW  — L18Eu","Neura AG","BBA 0089/07","BBA",null,"ü YES"]
["ü Eligible","ü YES","2011-06-03",null,"Air Source Heat Pump","Air to Water","Neura Air to Water Heat Pumps","\n6kW  — L6Eu","Neura AG","BBA 0089/01","BBA",null,"ü YES"]
["ü Eligible","ü YES","2011-06-03",null,"Air Source Heat Pump","Air to Water","Neura Air to Water Heat Pumps","\n8kW  — L8Eu","Neura AG","BBA 0089/04","BBA",null,"ü YES"]
["ü Eligible","ü YES","2012-02-24",null,"Air Source Heat Pump","Air to Water","Neura Air to Water Heat Pumps","\n8kW  – L8EuC-n230","Neura AG","BBA 0089/14","BBA",null,"ü YES"]
["ü Eligible","ü YES","2014-05-09",null,"Air Source Heat Pump","Air to Water","Neura Air to Water Heat Pumps","10kW - L10EuC 230V","Neura AG","BBA 0089/23","BBA",null,"ü YES"]
["ü Eligible","ü YES","2011-06-03",null,"Air Source Heat Pump","Air to Water","Neura Air to Water Heat Pumps","14kW  — L14Eu","Neura AG","BBA 0089/06","BBA",null,"ü YES"]
["ü Eligible","ü YES","2012-02-24",null,"Air Source Heat Pump","Air to Water","Neura Air to Water Heat Pumps","14kW  – L14EuC-n230","Neura AG","BBA 0089/16","BBA",null,"ü YES"]
["ü Eligible","ü YES","2014-05-09",null,"Air Source Heat Pump","Air to Water","Neura Air to Water Heat Pumps","14kW - L14EuC 230V","Neura AG","BBA 0089/24","BBA",null,"ü YES"]
["ü Eligible","ü YES","2011-06-03",null,"Air Source Heat Pump","Air to Water","Neura Air to Water Heat Pumps","20kW— L20Eu","Neura AG","BBA 0089/08","BBA",null,"ü YES"]
["ü Eligible","ü YES","2014-05-09",null,"Air Source Heat Pump","Air to Water","Neura Air to Water Heat Pumps","6kW - L6EuC 230V","Neura AG","BBA 0089/21","BBA",null,"ü YES"]
["ü Eligible","ü YES","2012-02-24",null,"Air Source Heat Pump","Air to Water","Neura Air to Water Heat Pumps","6kW S – L6EuC-n230","Neura AG","BBA 0089/03","BBA",null,"ü YES"]
["ü Eligible","ü YES","2014-05-09",null,"Air Source Heat Pump","Air to Water","Neura Air to Water Heat Pumps","8kW - L8EuC 230V","Neura AG","BBA 0089/22","BBA",null,"ü YES"]
["ü Eligible","ü YES","2011-10-28",null,"Air Source Heat Pump","Air to Water","RHUE-3AVHN1","RHUE-3AVHN1","Hitachi Air Conditioning Products Europe S.A.U.","MCS HP0032/07","BRE",null,"ü YES"]
["ü Eligible","ü YES","2012-06-29",null,"Air Source Heat Pump","Air to Water","RHUE-4AVHN-HM","RHUE-4AVHN-HM","Hitachi Air Conditioning Products Europe S.A.U.","MCS HP0032/09","BRE",null,"ü YES"]
["ü Eligible","ü YES","2012-06-29",null,"Air Source Heat Pump","Air to Water","RHUE-5AHN-HM","RHUE-5AHN-HM","Hitachi Air Conditioning Products Europe S.A.U.","MCS HP0032/10","BRE",null,"ü YES"]
["ü Eligible","ü YES","2012-06-29",null,"Air Source Heat Pump","Air to Water","RHUE-5AVHN-HM","RHUE-5AVHN-HM","Hitachi Air Conditioning Products Europe S.A.U.","MCS HP0032/11","BRE",null,"ü YES"]
["ü Eligible","ü YES","2012-06-29",null,"Air Source Heat Pump","Air to Water","RHUE-6AHN-HM","RHUE-6AHN-HM","Hitachi Air Conditioning Products Europe S.A.U.","MCS HP0032/12","BRE",null,"ü YES"]
["ü Eligible","ü YES","2012-06-29",null,"Air Source Heat Pump","Air to Water","RHUE-6AVHN-HM","RHUE-6AVHN-HM","Hitachi Air Conditioning Products Europe S.A.U.","MCS HP0032/13","BRE",null,"ü YES"]
["ü Eligible","ü YES","2012-02-16",null,"Air Source Heat Pump","Air to Water","Stirling Eco Air Boiler ","STRSHR407CMOD1","Global Energy Systems and Technology Ltd","MCS HP0010/02","BRE",null,"ü YES"]
["ü Eligible","ü YES","2014-02-21",null,"Air Source Heat Pump","Air to Water","Therma V 12kW Heat Pump ","HM121M  U32 ","LG Electronics UK","BBA 0096/08","BBA",null,"ü YES"]
["ü Eligible","ü YES","2014-02-21",null,"Air Source Heat Pump","Air to Water","Therma V 14kW Heat Pump ","HM141M U32 ","LG Electronics UK","BBA 0096/09","BBA",null,"ü YES"]
["ü Eligible","ü YES","2014-02-21",null,"Air Source Heat Pump","Air to Water","Therma V 16kW Heat Pump ","HM161M U32 ","LG Electronics UK","BBA 0096/10","BBA",null,"ü YES"]
["ü Eligible","ü YES","2014-06-06",null,"Air Source Heat Pump","Air to Water","Therma V 5kW Heat Pump ","HM051M U42","LG Electronics UK","BBA 0096/11","BBA",null,"ü YES"]
["ü Eligible","ü YES","2014-06-06",null,"Air Source Heat Pump","Air to Water","Therma V 7kW Heat Pump ","HM071M U42 ","LG Electronics UK","BBA 0096/12","BBA",null,"ü YES"]
["ü Eligible","ü YES","2014-06-06",null,"Air Source Heat Pump","Air to Water","Therma V 9kW Heat Pump ","HM091M U42 ","LG Electronics UK","BBA 0096/13","BBA",null,"ü YES"]
["ü Eligible","ü YES","2015-04-17",null,"Air Source Heat Pump","Air to Water","Therma V Heat Pump","HM031M.U42 - Therma V 3kW Heat Pump","LG Electronics UK","BBA 0096/18","BBA",null,"ü YES"]
["ü Eligible","ü YES","2015-04-17",null,"Air Source Heat Pump","Air to Water","Therma V Heat Pump","HM123M.U32 - Therma V 12kW Heat Pump","LG Electronics UK","BBA 0096/15","BBA",null,"ü YES"]
["ü Eligible","ü YES","2015-04-17",null,"Air Source Heat Pump","Air to Water","Therma V Heat Pump","HM143M.U32 - Therma V 14kW Heat Pump","LG Electronics UK","BBA 0096/16","BBA",null,"ü YES"]
["ü Eligible","ü YES","2015-04-17",null,"Air Source Heat Pump","Air to Water","Therma V Heat Pump","HM163M.U32 - Therma V 16kW Heat Pump","LG Electronics UK","BBA 0096/17","BBA",null,"ü YES"]
["ü Eligible","ü YES","2013-11-06",null,"Air Source Heat Pump","Air to Water (space heating - VHTHP)","A12M","A12M","GDC Group Ltd (Dimplex)","MCS HP0017/33","BRE",null,"ü YES"]
["ü Eligible","ü YES","2013-11-06",null,"Air Source Heat Pump","Air to Water (space heating - VHTHP)","A16M","A16M","GDC Group Ltd (Dimplex)","MCS HP0017/34","BRE",null,"ü YES"]
["ü Eligible","ü YES","2014-09-26",null,"Air Source Heat Pump","Air to Water (space heating - VHTHP)","A8M","A8M","GDC Group Ltd (Dimplex)","MCS HP0017/37","BRE",null,"ü YES"]
["ü Eligible","ü YES","2015-08-06",null,"Air Source Heat Pump","Air to Water (space heating - VHTHP)","Daikin Altherma ERSQ011AAV1 – EKHBRD011ADV1","Daikin Altherma ERSQ011AAV1 – EKHBRD011ADV1","Daikin Europe N.V.","MCS HP0006/273","BRE",null,"ü YES"]
["ü Eligible","ü YES","2017-04-05",null,"Air Source Heat Pump","Air to Water (space heating - VHTHP)","Daikin Altherma ERSQ011AAV1 – EKHBRD011ADV17","Daikin Altherma ERSQ011AAV1 – EKHBRD011ADV17","Daikin Europe N. V. ","MCS HP0006/287","BRE",null,"ü YES"]
["ü Eligible","ü YES","2015-08-06",null,"Air Source Heat Pump","Air to Water (space heating - VHTHP)","Daikin Altherma ERSQ011AAY1 – EKHBRD011ADY1","Daikin Altherma ERSQ011AAY1 – EKHBRD011ADY1","Daikin Europe N.V.","MCS HP0006/274","BRE",null,"ü YES"]
["ü Eligible","ü YES","2017-04-05",null,"Air Source Heat Pump","Air to Water (space heating - VHTHP)","Daikin Altherma ERSQ011AAY1 – EKHBRD011ADY17","Daikin Altherma ERSQ011AAY1 – EKHBRD011ADY17","Daikin Europe N. V. ","MCS HP0006/288","BRE",null,"ü YES"]
["ü Eligible","ü YES","2015-08-06",null,"Air Source Heat Pump","Air to Water (space heating - VHTHP)","Daikin Altherma ERSQ014AAV1 – EKHBRD014ADV1","Daikin Altherma ERSQ014AAV1 – EKHBRD014ADV1","Daikin Europe N.V.","MCS HP0006/275","BRE",null,"ü YES"]
["ü Eligible","ü YES","2017-04-05",null,"Air Source Heat Pump","Air to Water (space heating - VHTHP)","Daikin Altherma ERSQ014AAV1 – EKHBRD014ADV17","Daikin Altherma ERSQ014AAV1 – EKHBRD014ADV17","Daikin Europe N. V. ","MCS HP0006/289","BRE",null,"ü YES"]
["ü Eligible","ü YES","2015-08-06",null,"Air Source Heat Pump","Air to Water (space heating - VHTHP)","Daikin Altherma ERSQ014AAY1 – EKHBRD014ADY1","Daikin Altherma ERSQ014AAY1 – EKHBRD014ADY1","Daikin Europe N.V.","MCS HP0006/276","BRE",null,"ü YES"]
["ü Eligible","ü YES","2017-04-05",null,"Air Source Heat Pump","Air to Water (space heating - VHTHP)","Daikin Altherma ERSQ014AAY1 – EKHBRD014ADY17","Daikin Altherma ERSQ014AAY1 – EKHBRD014ADY17","Daikin Europe N. V. ","MCS HP0006/290","BRE",null,"ü YES"]
["ü Eligible","ü YES","2015-09-25",null,"Air Source Heat Pump","Air to Water (space heating - VHTHP)","Daikin Altherma ERSQ016AAV1 – EKHBRD016ADV1","Daikin Altherma ERSQ016AAV1 – EKHBRD016ADV1","Daikin Europe N. V. ","MCS HP0006/277","BRE",null,"ü YES"]
["ü Eligible","ü YES","2017-04-05",null,"Air Source Heat Pump","Air to Water (space heating - VHTHP)","Daikin Altherma ERSQ016AAV1 – EKHBRD016ADV17","Daikin Altherma ERSQ016AAV1 – EKHBRD016ADV17","Daikin Europe N. V. ","MCS HP0006/291","BRE",null,"ü YES"]
["ü Eligible","ü YES","2015-09-25",null,"Air Source Heat Pump","Air to Water (space heating - VHTHP)","Daikin Altherma ERSQ016AAY1 – EKHBRD016ADY1","Daikin Altherma ERSQ016AAY1 – EKHBRD016ADY1","Daikin Europe N. V. ","MCS HP0006/278","BRE",null,"ü YES"]
["ü Eligible","ü YES","2017-04-05",null,"Air Source Heat Pump","Air to Water (space heating - VHTHP)","Daikin Altherma ERSQ016AAY1 – EKHBRD016ADY17","Daikin Altherma ERSQ016AAY1 – EKHBRD016ADY17","Daikin Europe N. V. ","MCS HP0006/292","BRE",null,"ü YES"]
["ü Eligible","ü YES","2016-06-24",null,"Air Source Heat Pump","Air to Water (space heating - VHTHP)","RWH-4NFE / RAS-4WHNPE","RWH-4NFE / RAS-4WHNPE","Hitachi Air Conditioning Products Europe S.A.U.","MCS HP0032/71","BBA",null,"ü YES"]
["ü Eligible","ü YES","2016-06-24",null,"Air Source Heat Pump","Air to Water (space heating - VHTHP)","RWH-4VNFE / RAS-4WHVNPE","RWH-4VNFE / RAS-4WHVNPE","Hitachi Air Conditioning Products Europe S.A.U.","MCS HP0032/68","BBA",null,"ü YES"]
["ü Eligible","ü YES","2016-06-24",null,"Air Source Heat Pump","Air to Water (space heating - VHTHP)","RWH-5NFE / RAS-5WHNPE","RWH-5NFE / RAS-5WHNPE","Hitachi Air Conditioning Products Europe S.A.U.","MCS HP0032/72","BBA",null,"ü YES"]
["ü Eligible","ü YES","2016-06-24",null,"Air Source Heat Pump","Air to Water (space heating - VHTHP)","RWH-5VNFE / RAS-5WHVNPE","RWH-5VNFE / RAS-5WHVNPE","Hitachi Air Conditioning Products Europe S.A.U.","MCS HP0032/69","BBA",null,"ü YES"]
["ü Eligible","ü YES","2016-06-24",null,"Air Source Heat Pump","Air to Water (space heating - VHTHP)","RWH-6NFE / RAS-6WHNPE","RWH-6NFE / RAS-6WHNPE","Hitachi Air Conditioning Products Europe S.A.U.","MCS HP0032/73","BBA",null,"ü YES"]
["ü Eligible","ü YES","2016-06-24",null,"Air Source Heat Pump","Air to Water (space heating - VHTHP)","RWH-6VNFE / RAS-6WHVNPE","RWH-6VNFE / RAS-6WHVNPE","Hitachi Air Conditioning Products Europe S.A.U.","MCS HP0032/70","BBA",null,"ü YES",null,null,null,null,null,null,0,0,0,0,0,0,0,0,0,0,0,0,0,"Yes",null,null,null,"Kiwa","NO","Missing Min output"]
["ü Eligible","ü YES","2016-06-03",null,"Air Source Heat Pump","Air to Water (space heating)","A6M","A6M","GDC Group Ltd (Dimplex)","MCS HP0017/39","BRE",null,"ü YES"]
["ü Eligible","ü YES","2016-06-10",null,"Air Source Heat Pump","Air to Water (space heating)","AE060JXEDEH/EU (outdoor), AE090JNYDEH/EU (indoor)","AE060JXEDEH/EU (outdoor), AE090JNYDEH/EU (indoor)","Samsung Electronics EHQ","MCS HP0227/10","BBA",null,"ü YES"]
["ü Eligible","ü YES","2016-06-10",null,"Air Source Heat Pump","Air to Water (space heating)","AE090JXEDEH/EU (outdoor), AE090JNYDEH/EU (indoor)","AE090JXEDEH/EU (outdoor), AE090JNYDEH/EU (indoor)","Samsung Electronics EHQ","MCS HP0227/11","BBA",null,"ü YES"]
["ü Eligible","ü YES","2016-06-10",null,"Air Source Heat Pump","Air to Water (space heating)","AE090JXEDGH/EU (outdoor), AE090JNYDGH/EU (indoor)","AE090JXEDGH/EU (outdoor), AE090JNYDGH/EU (indoor)","Samsung Electronics EHQ","MCS HP0227/12","BBA",null,"ü YES"]
["ü Eligible","ü YES","2016-06-10",null,"Air Source Heat Pump","Air to Water (space heating)","AE140JXEDEH/EU (outdoor), AE160JNYDEH/EU (indoor)","AE140JXEDEH/EU (outdoor), AE160JNYDEH/EU (indoor)","Samsung Electronics EHQ","MCS HP0227/13","BBA",null,"ü YES"]
["ü Eligible","ü YES","2016-06-10",null,"Air Source Heat Pump","Air to Water (space heating)","AE140JXEDGH/EU (outdoor), AE160JNYDGH/EU (indoor)","AE140JXEDGH/EU (outdoor), AE160JNYDGH/EU (indoor)","Samsung Electronics EHQ","MCS HP0227/14","BBA",null,"ü YES"]
["ü Eligible","ü YES","2016-06-10",null,"Air Source Heat Pump","Air to Water (space heating)","AE160JXEDEH/EU (outdoor), AE160JNYDEH/EU (indoor)","AE160JXEDEH/EU (outdoor), AE160JNYDEH/EU (indoor)","Samsung Electronics EHQ","MCS HP0227/15","BBA",null,"ü YES"]
["ü Eligible","ü YES","2016-06-10",null,"Air Source Heat Pump","Air to Water (space heating)","AE160JXEDGH/EU (outdoor), AE160JNYDGH/EU (indoor)","AE160JXEDGH/EU (outdoor), AE160JNYDGH/EU (indoor)","Samsung Electronics EHQ","MCS HP0227/16","BBA",null,"ü YES"]
["ü Eligible","ü YES","2014-04-25",null,"Air Source Heat Pump","Air to Water (space heating)","Alpha Innotec LWD 70 A/SX","Alpha Innotec LWD 70 A/SX","ait-deutschland GmbH","MCS HP0135/10",3.4073428487004271,null,"ü YES"]
["ü Eligible","ü YES","2012-10-25",null,"Air Source Heat Pump","Air to Water (space heating)","ANK020H°°°°°M","ANK020H°°°°°M","Aermec S.p.A.","MCS HP0152/01","BRE",null,"ü YES"]
["ü Eligible","ü YES","2012-10-25",null,"Air Source Heat Pump","Air to Water (space heating)","ANK020HA°°°°M","ANK020HA°°°°M","Aermec S.p.A.","MCS HP0152/03","BRE",null,"ü YES"]
["ü Eligible","ü YES","2012-10-25",null,"Air Source Heat Pump","Air to Water (space heating)","ANK020HP°°°°M","ANK020HP°°°°M","Aermec S.p.A.","MCS HP0152/02","BRE",null,"ü YES"]
["ü Eligible","ü YES","2012-10-25",null,"Air Source Heat Pump","Air to Water (space heating)","ANK030H°°°°°M","ANK030H°°°°°M","Aermec S.p.A.","MCS HP0152/04","BRE",null,"ü YES"]
["ü Eligible","ü YES","2012-10-25",null,"Air Source Heat Pump","Air to Water (space heating)","ANK030HA°°°°M","ANK030HA°°°°M","Aermec S.p.A.","MCS HP0152/06","BRE",null,"ü YES"]
["ü Eligible","ü YES","2012-10-25",null,"Air Source Heat Pump","Air to Water (space heating)","ANK030HP°°°°M","ANK030HP°°°°M","Aermec S.p.A.","MCS HP0152/05","BRE",null,"ü YES"]
["ü Eligible","ü YES","2012-10-25",null,"Air Source Heat Pump","Air to Water (space heating)","ANK040H°°°°°M","ANK040H°°°°°M","Aermec S.p.A.","MCS HP0152/07","BRE",null,"ü YES"]
["ü Eligible","ü YES","2012-10-25",null,"Air Source Heat Pump","Air to Water (space heating)","ANK040HA°°°°M","ANK040HA°°°°M","Aermec S.p.A.","MCS HP0152/09","BRE",null,"ü YES"]
["ü Eligible","ü YES","2012-10-25",null,"Air Source Heat Pump","Air to Water (space heating)","ANK040HP°°°°M","ANK040HP°°°°M","Aermec S.p.A.","MCS HP0152/08","BRE",null,"ü YES"]
["ü Eligible","ü YES","2012-10-25",null,"Air Source Heat Pump","Air to Water (space heating)","ANK045H°°°°°M","ANK045H°°°°°M","Aermec S.p.A.","MCS HP0152/10","BRE",null,"ü YES"]
["ü Eligible","ü YES","2012-10-25",null,"Air Source Heat Pump","Air to Water (space heating)","ANK045HA°°°°M","ANK045HA°°°°M","Aermec S.p.A.","MCS HP0152/12","BRE",null,"ü YES"]
["ü Eligible","ü YES","2012-10-25",null,"Air Source Heat Pump","Air to Water (space heating)","ANK045HP°°°°M","ANK045HP°°°°M","Aermec S.p.A.","MCS HP0152/11","BRE",null,"ü YES"]
["ü Eligible","ü YES","2014-11-21",null,"Air Source Heat Pump","Air to Water (space heating)","Aquarea T-Cap","WH-SXC09F3E5 / WH-UX09FE5","Panasonic Marketing Europe GmbH","MCS HP0086/49",4.0881901934672857,null,"ü YES"]
["ü Eligible","ü YES","2014-11-21",null,"Air Source Heat Pump","Air to Water (space heating)","Aquarea T-Cap","WH-SXC12F6E5 / WH-UX12FE5","Panasonic Marketing Europe GmbH","MCS HP0086/50",3.73,null,"ü YES"]
["ü Eligible","ü YES","2016-03-22",null,"Air Source Heat Pump","Air to water (space heating)","Caernarfon Eco Air Boiler CAER410MOD1","Caernarfon Eco Air Boiler CAER410MOD1","Global Energy Systems and Technology Ltd","MCS HP0010/04",null,null,"ü YES"]
["ü Eligible","ü YES","2016-06-17",null,"Air Source Heat Pump","Air to Water (space heating)","CTC EcoAir 510M","CTC EcoAir 510M","CTC Division, Enertech Limited","MCS HP0023/56","BBA",null,"ü YES"]
["ü Eligible","ü YES","2015-04-20",null,"Air Source Heat Pump","Air to water (space heating)","Daikin Altherma","ERLQ004CAV3 – EHBH04CB3V","Daikin Europe N.V.","MCS HP0006/226","BRE",null,"ü YES"]
["ü Eligible","ü YES","2015-04-20",null,"Air Source Heat Pump","Air to water (space heating)","Daikin Altherma","ERLQ004CAV3 – EHBH04CB3VU","Daikin Europe N.V.","MCS HP0006/236","BRE",null,"ü YES"]
["ü Eligible","ü YES","2015-04-20",null,"Air Source Heat Pump","Air to water (space heating)","Daikin Altherma","ERLQ004CAV3 – EHBX04CB3V","Daikin Europe N.V.","MCS HP0006/231","BRE",null,"ü YES"]
["ü Eligible","ü YES","2015-04-20",null,"Air Source Heat Pump","Air to water (space heating)","Daikin Altherma","ERLQ006CAV3 – EHBH08CB3V","Daikin Europe N.V.","MCS HP0006/227","BRE",null,"ü YES"]
["ü Eligible","ü YES","2015-04-20",null,"Air Source Heat Pump","Air to water (space heating)","Daikin Altherma","ERLQ006CAV3 – EHBH08CB3VU","Daikin Europe N.V.","MCS HP0006/237","BRE",null,"ü YES"]
["ü Eligible","ü YES","2015-04-20",null,"Air Source Heat Pump","Air to water (space heating)","Daikin Altherma","ERLQ006CAV3 – EHBH08CB9W","Daikin Europe N.V.","MCS HP0006/228","BRE",null,"ü YES"]
["ü Eligible","ü YES","2015-04-20",null,"Air Source Heat Pump","Air to water (space heating)","Daikin Altherma","ERLQ006CAV3 – EHBH08CB9WU","Daikin Europe N.V.","MCS HP0006/238","BRE",null,"ü YES"]
["ü Eligible","ü YES","2015-04-20",null,"Air Source Heat Pump","Air to water (space heating)","Daikin Altherma","ERLQ006CAV3 – EHBX08CB3V","Daikin Europe N.V.","MCS HP0006/232","BRE",null,"ü YES"]
["ü Eligible","ü YES","2015-04-20",null,"Air Source Heat Pump","Air to water (space heating)","Daikin Altherma","ERLQ006CAV3 – EHBX08CB9W","Daikin Europe N.V.","MCS HP0006/233","BRE",null,"ü YES"]
["ü Eligible","ü YES","2015-04-20",null,"Air Source Heat Pump","Air to water (space heating)","Daikin Altherma","ERLQ008CAV3 – EHBH08CB3V","Daikin Europe N.V.","MCS HP0006/229","BRE",null,"ü YES"]
["ü Eligible","ü YES","2015-04-20",null,"Air Source Heat Pump","Air to water (space heating)","Daikin Altherma","ERLQ008CAV3 – EHBH08CB3VU","Daikin Europe N.V.","MCS HP0006/239","BRE",null,"ü YES"]
["ü Eligible","ü YES","2015-04-20",null,"Air Source Heat Pump","Air to water (space heating)","Daikin Altherma","ERLQ008CAV3 – EHBH08CB9W","Daikin Europe N.V.","MCS HP0006/230","BRE",null,"ü YES"]
["ü Eligible","ü YES","2015-04-20",null,"Air Source Heat Pump","Air to water (space heating)","Daikin Altherma","ERLQ008CAV3 – EHBH08CB9WU","Daikin Europe N.V.","MCS HP0006/240","BRE",null,"ü YES"]
["ü Eligible","ü YES","2015-04-20",null,"Air Source Heat Pump","Air to water (space heating)","Daikin Altherma","ERLQ008CAV3 – EHBX08CB3V","Daikin Europe N.V.","MCS HP0006/234","BRE",null,"ü YES"]
["ü Eligible","ü YES","2015-04-20",null,"Air Source Heat Pump","Air to water (space heating)","Daikin Altherma","ERLQ008CAV3 – EHBX08CB9W","Daikin Europe N.V.","MCS HP0006/235","BRE",null,"ü YES"]
["ü Eligible","ü YES","2015-05-01",null,"Air Source Heat Pump","Air to water (space heating)","Daikin Altherma","ERLQ011CAV3 – EHBH11CB3V","Daikin Europe N.V.","MCS HP0006/241","BRE",null,"ü YES"]
["ü Eligible","ü YES","2015-05-01",null,"Air Source Heat Pump","Air to water (space heating)","Daikin Altherma","ERLQ011CAV3 – EHBH11CB9W","Daikin Europe N.V.","MCS HP0006/242","BRE",null,"ü YES",null,null,null,null,null,null,null,null,null,null,null,null,null,null,null,null,null,null,null,"Yes",null,null,null,"BBA"]
["ü Eligible","ü YES","2015-05-01",null,"Air Source Heat Pump","Air to water (space heating)","Daikin Altherma","ERLQ011CAV3 – EHBX11CB3V","Daikin Europe N.V.","MCS HP0006/253","BRE",null,"ü YES"]
["ü Eligible","ü YES","2015-05-01",null,"Air Source Heat Pump","Air to water (space heating)","Daikin Altherma","ERLQ011CAV3 – EHBX11CB9W","Daikin Europe N.V.","MCS HP0006/254","BRE",null,"ü YES"]
["ü Eligible","ü YES","2015-05-01",null,"Air Source Heat Pump","Air to water (space heating)","Daikin Altherma","ERLQ011CAW1 – EHBH11CB3V","Daikin Europe N.V.","MCS HP0006/243","BRE",null,"ü YES"]
["ü Eligible","ü YES","2015-05-01",null,"Air Source Heat Pump","Air to water (space heating)","Daikin Altherma","ERLQ011CAW1 – EHBH11CB9W","Daikin Europe N.V.","MCS HP0006/244","BRE",null,"ü YES"]
["ü Eligible","ü YES","2015-05-01",null,"Air Source Heat Pump","Air to water (space heating)","Daikin Altherma","ERLQ011CAW1 – EHBX11CB3V","Daikin Europe N.V.","MCS HP0006/255","BRE",null,"ü YES"]
["ü Eligible","ü YES","2015-05-01",null,"Air Source Heat Pump","Air to water (space heating)","Daikin Altherma","ERLQ011CAW1 – EHBX11CB9W","Daikin Europe N.V.","MCS HP0006/256","BRE",null,"ü YES"]
["ü Eligible","ü YES","2015-05-01",null,"Air Source Heat Pump","Air to water (space heating)","Daikin Altherma","ERLQ014CAV3 – EHBH16CB3V","Daikin Europe N.V.","MCS HP0006/245","BRE",null,"ü YES"]
["ü Eligible","ü YES","2015-05-01",null,"Air Source Heat Pump","Air to water (space heating)","Daikin Altherma","ERLQ014CAV3 – EHBH16CB9W","Daikin Europe N.V.","MCS HP0006/246","BRE",null,"ü YES"]
["ü Eligible","ü YES","2015-05-01",null,"Air Source Heat Pump","Air to water (space heating)","Daikin Altherma","ERLQ014CAV3 – EHBX16CB3V","Daikin Europe N.V.","MCS HP0006/257","BRE",null,"ü YES"]
["ü Eligible","ü YES","2015-05-01",null,"Air Source Heat Pump","Air to water (space heating)","Daikin Altherma","ERLQ014CAV3 – EHBX16CB9W","Daikin Europe N.V.","MCS HP0006/258","BRE",null,"ü YES"]
["ü Eligible","ü YES","2015-05-01",null,"Air Source Heat Pump","Air to water (space heating)","Daikin Altherma","ERLQ014CAW1 – EHBH16CB3V","Daikin Europe N.V.","MCS HP0006/247","BRE",null,"ü YES"]
["ü Eligible","ü YES","2015-05-01",null,"Air Source Heat Pump","Air to water (space heating)","Daikin Altherma","ERLQ014CAW1 – EHBH16CB9W","Daikin Europe N.V.","MCS HP0006/248","BRE",null,"ü YES"]
["ü Eligible","ü YES","2015-05-01",null,"Air Source Heat Pump","Air to water (space heating)","Daikin Altherma","ERLQ014CAW1 – EHBX16CB3V","Daikin Europe N.V.","MCS HP0006/259","BRE",null,"ü YES"]
["ü Eligible","ü YES","2015-05-01",null,"Air Source Heat Pump","Air to water (space heating)","Daikin Altherma","ERLQ014CAW1 – EHBX16CB9W","Daikin Europe N.V.","MCS HP0006/260","BRE",null,"ü YES"]
["ü Eligible","ü YES","2015-05-01",null,"Air Source Heat Pump","Air to water (space heating)","Daikin Altherma","ERLQ016CAV3 – EHBH16CB3V","Daikin Europe N.V.","MCS HP0006/249","BRE",null,"ü YES"]
["ü Eligible","ü YES","2015-05-01",null,"Air Source Heat Pump","Air to water (space heating)","Daikin Altherma","ERLQ016CAV3 – EHBH16CB9W","Daikin Europe N.V.","MCS HP0006/250","BRE",null,"ü YES"]
["ü Eligible","ü YES","2015-05-01",null,"Air Source Heat Pump","Air to water (space heating)","Daikin Altherma","ERLQ016CAV3 – EHBX16CB3V","Daikin Europe N.V.","MCS HP0006/261","BRE",null,"ü YES"]
["ü Eligible","ü YES","2015-05-01",null,"Air Source Heat Pump","Air to water (space heating)","Daikin Altherma","ERLQ016CAV3 – EHBX16CB9W","Daikin Europe N.V.","MCS HP0006/262","BRE",null,"ü YES"]
["ü Eligible","ü YES","2015-05-01",null,"Air Source Heat Pump","Air to water (space heating)","Daikin Altherma","ERLQ016CAW1 – EHBH16CB3V","Daikin Europe N.V.","MCS HP0006/251","BRE",null,"ü YES"]
["ü Eligible","ü YES","2015-05-01",null,"Air Source Heat Pump","Air to water (space heating)","Daikin Altherma","ERLQ016CAW1 – EHBH16CB9W","Daikin Europe N.V.","MCS HP0006/252","BRE",null,"ü YES"]
["ü Eligible","ü YES","2015-05-01",null,"Air Source Heat Pump","Air to water (space heating)","Daikin Altherma","ERLQ016CAW1 – EHBX16CB3V","Daikin Europe N.V.","MCS HP0006/263","BRE",null,"ü YES"]
["ü Eligible","ü YES","2015-05-01",null,"Air Source Heat Pump","Air to water (space heating)","Daikin Altherma","ERLQ016CAW1 – EHBX16CB9W","Daikin Europe N.V.","MCS HP0006/264","BRE",null,"ü YES"]
["ü Eligible","ü YES","2010-11-12",null,"Air Source Heat Pump","Air to water (space heating)","Daikin Altherma","ERSQ011AAV1 - EKHBRD011ABV1","Daikin Europe N.V.","MCS HP0006/59","BRE",null,"ü YES"]
["ü Eligible","ü YES","2010-02-02",null,"Air Source Heat Pump","Air to water (space heating)","Daikin Altherma","ERSQ011AAV1-EKHBRD011AAV1","Daikin Europe N.V.","MCS HP0006/49","BRE",null,"ü YES"]
["ü Eligible","ü YES","2010-11-12",null,"Air Source Heat Pump","Air to water (space heating)","Daikin Altherma","ERSQ011AAY1 - EKHBRD011ABY1","Daikin Europe N.V.","MCS HP0006/62","BRE",null,"ü YES"]
["ü Eligible","ü YES","2010-02-02",null,"Air Source Heat Pump","Air to water (space heating)","Daikin Altherma","ERSQ011AAY1-EKHBRD011AAY1","Daikin Europe N.V.","MCS HP0006/52","BRE",null,"ü YES"]
["ü Eligible","ü YES","2010-11-12",null,"Air Source Heat Pump","Air to water (space heating)","Daikin Altherma","ERSQ014AAV1 - EKHBRD014ABV1","Daikin Europe N.V.","MCS HP0006/60","BRE",null,"ü YES"]
["ü Eligible","ü YES","2010-02-02",null,"Air Source Heat Pump","Air to water (space heating)","Daikin Altherma","ERSQ014AAV1-EKHBRD014AAV1","Daikin Europe N.V.","MCS HP0006/50","BRE",null,"ü YES"]
["ü Eligible","ü YES","2010-11-12",null,"Air Source Heat Pump","Air to water (space heating)","Daikin Altherma","ERSQ014AAY1 - EKHBRD014ABY1","Daikin Europe N.V.","MCS HP0006/63","BRE",null,"ü YES"]
["ü Eligible","ü YES","2010-02-02",null,"Air Source Heat Pump","Air to water (space heating)","Daikin Altherma","ERSQ014AAY1-EKHBRD014AAY1","Daikin Europe N.V.","MCS HP0006/53","BRE",null,"ü YES"]
["ü Eligible","ü YES","2010-11-12",null,"Air Source Heat Pump","Air to water (space heating)","Daikin Altherma","ERSQ016AAV1 - EKHBRD016ABV1","Daikin Europe N.V.","MCS HP0006/61","BRE",null,"ü YES"]
["ü Eligible","ü YES","2010-02-02",null,"Air Source Heat Pump","Air to water (space heating)","Daikin Altherma","ERSQ016AAV1-EKHBRD016AAV1","Daikin Europe N.V.","MCS HP0006/51","BRE",null,"ü YES"]
["ü Eligible","ü YES","2010-11-12",null,"Air Source Heat Pump","Air to water (space heating)","Daikin Altherma","ERSQ016AAY1 - EKHBRD016ABY1","Daikin Europe N.V.","MCS HP0006/64","BRE",null,"ü YES"]
["ü Eligible","ü YES","2010-02-02",null,"Air Source Heat Pump","Air to water (space heating)","Daikin Altherma","ERSQ016AAY1-EKHBRD016AAY1","Daikin Europe N.V.","MCS HP0006/54","BRE",null,"ü YES"]
["ü Eligible","û NO","2011-12-21","2017-06-09","Air Source Heat Pump","Air to water (space heating)","Daikin Altherma EBHQ011BB6V3","Daikin Altherma EBHQ011BB6V3","Daikin Europe N.V.","MCS HP0006/108","BRE",null,"ü YES"]
["ü Eligible","û NO","2011-12-21","2017-06-09","Air Source Heat Pump","Air to water (space heating)","Daikin Altherma EBHQ011BB6W1","Daikin Altherma EBHQ011BB6W1","Daikin Europe N.V.","MCS HP0006/114","BRE",null,"ü YES"]
["ü Eligible","ü YES","2011-12-21",null,"Air Source Heat Pump","Air to water (space heating)","Daikin Altherma EBHQ014BB6V3","Daikin Altherma EBHQ014BB6V3","Daikin Europe N.V.","MCS HP0006/109","BRE",null,"ü YES"]
["ü Eligible","ü YES","2011-12-21",null,"Air Source Heat Pump","Air to water (space heating)","Daikin Altherma EBHQ014BB6W1","Daikin Altherma EBHQ014BB6W1","Daikin Europe N.V.","MCS HP0006/115","BRE",null,"ü YES"]
["ü Eligible","ü YES","2011-12-21",null,"Air Source Heat Pump","Air to water (space heating)","Daikin Altherma EBHQ016BB6V3","Daikin Altherma EBHQ016BB6V3","Daikin Europe N.V.","MCS HP0006/110","BRE",null,"ü YES"]
["ü Eligible","ü YES","2011-12-21",null,"Air Source Heat Pump","Air to water (space heating)","Daikin Altherma EBHQ016BB6W1","Daikin Altherma EBHQ016BB6W1","Daikin Europe N.V.","MCS HP0006/116","BRE",null,"ü YES"]
["ü Eligible","ü YES","2015-06-12",null,"Air Source Heat Pump","Air to water (space heating)","Daikin Altherma EBLQ05CAV3","Daikin Altherma EBLQ05CAV3","Daikin Europe N.V.","MCS HP0006/269","BRE",null,"ü YES"]
["ü Eligible","ü YES","2015-06-12",null,"Air Source Heat Pump","Air to water (space heating)","Daikin Altherma EBLQ07CAV3","Daikin Altherma EBLQ07CAV3","Daikin Europe N.V.","MCS HP0006/270","BRE",null,"ü YES"]
["ü Eligible","û NO","2011-12-21","2017-06-09","Air Source Heat Pump","Air to water (space heating)","Daikin Altherma EDHQ011BB6V3","Daikin Altherma EDHQ011BB6V3","Daikin Europe N.V.","MCS HP0006/105","BRE",null,"ü YES"]
["ü Eligible","û NO","2011-12-21","2017-06-09","Air Source Heat Pump","Air to water (space heating)","Daikin Altherma EDHQ011BB6W1","Daikin Altherma EDHQ011BB6W1","Daikin Europe N.V.","MCS HP0006/111","BRE",null,"ü YES"]
["ü Eligible","ü YES","2011-12-21",null,"Air Source Heat Pump","Air to water (space heating)","Daikin Altherma EDHQ014BB6V3","Daikin Altherma EDHQ014BB6V3","Daikin Europe N.V.","MCS HP0006/106","BRE",null,"ü YES"]
["ü Eligible","ü YES","2011-12-21",null,"Air Source Heat Pump","Air to water (space heating)","Daikin Altherma EDHQ014BB6W1","Daikin Altherma EDHQ014BB6W1","Daikin Europe N.V.","MCS HP0006/112","BRE",null,"ü YES"]
["ü Eligible","ü YES","2011-12-21",null,"Air Source Heat Pump","Air to water (space heating)","Daikin Altherma EDHQ016BB6V3","Daikin Altherma EDHQ016BB6V3","Daikin Europe N.V.","MCS HP0006/107","BRE",null,"ü YES"]
["ü Eligible","ü YES","2011-12-21",null,"Air Source Heat Pump","Air to water (space heating)","Daikin Altherma EDHQ016BB6W1","Daikin Altherma EDHQ016BB6W1","Daikin Europe N.V.","MCS HP0006/113","BRE",null,"ü YES"]
["ü Eligible","ü YES","2015-06-12",null,"Air Source Heat Pump","Air to water (space heating)","Daikin Altherma EDLQ05CAV3","Daikin Altherma EDLQ05CAV3","Daikin Europe N.V.","MCS HP0006/267","BRE",null,"ü YES"]
["ü Eligible","ü YES","2015-06-12",null,"Air Source Heat Pump","Air to water (space heating)","Daikin Altherma EDLQ05CAV3U","Daikin Altherma EDLQ05CAV3U","Daikin Europe N.V.","MCS HP0006/271","BRE",null,"ü YES"]
["ü Eligible","ü YES","2015-06-12",null,"Air Source Heat Pump","Air to water (space heating)","Daikin Altherma EDLQ07CAV3","Daikin Altherma EDLQ07CAV3","Daikin Europe N.V.","MCS HP0006/268","BRE",null,"ü YES"]
["ü Eligible","ü YES","2015-06-12",null,"Air Source Heat Pump","Air to water (space heating)","Daikin Altherma EDLQ07CAV3U","Daikin Altherma EDLQ07CAV3U","Daikin Europe N.V.","MCS HP0006/272","BRE",null,"ü YES"]
["ü Eligible","ü YES","2012-01-31",null,"Air Source Heat Pump","Air to water (space heating)","Daikin Altherma ERSQ011AAV1 + EKHBRD011ACV1","Daikin Altherma ERSQ011AAV1 + EKHBRD011ACV1","Daikin Europe N.V.","MCS HP0006/117","BRE",null,"ü YES"]
["ü Eligible","ü YES","2012-01-31",null,"Air Source Heat Pump","Air to water (space heating)","Daikin Altherma ERSQ011AAY1 + EKHBRD011ACY1","Daikin Altherma ERSQ011AAY1 + EKHBRD011ACY1","Daikin Europe N.V.","MCS HP0006/120","BRE",null,"ü YES"]
["ü Eligible","ü YES","2012-01-31",null,"Air Source Heat Pump","Air to water (space heating)","Daikin Altherma ERSQ014AAV1 + EKHBRD014ACV1","Daikin Altherma ERSQ014AAV1 + EKHBRD014ACV1","Daikin Europe N.V.","MCS HP0006/118","BRE",null,"ü YES"]
["ü Eligible","ü YES","2012-01-31",null,"Air Source Heat Pump","Air to water (space heating)","Daikin Altherma ERSQ014AAY1 + EKHBRD014ACY1","Daikin Altherma ERSQ014AAY1 + EKHBRD014ACY1","Daikin Europe N.V.","MCS HP0006/121","BRE",null,"ü YES"]
["ü Eligible","ü YES","2012-01-31",null,"Air Source Heat Pump","Air to water (space heating)","Daikin Altherma ERSQ016AAV1 + EKHBRD016ACV1","Daikin Altherma ERSQ016AAV1 + EKHBRD016ACV1","Daikin Europe N.V.","MCS HP0006/119","BRE",null,"ü YES"]
["ü Eligible","ü YES","2012-01-31",null,"Air Source Heat Pump","Air to water (space heating)","Daikin Altherma ERSQ016AAY1 + EKHBRD016ACY1","Daikin Altherma ERSQ016AAY1 + EKHBRD016ACY1","Daikin Europe N.V.","MCS HP0006/122","BRE",null,"ü YES"]
["ü Eligible","ü YES","2012-08-24",null,"Air Source Heat Pump","Air to water (space heating)","Daikin Altherma LT ERLQ004CAV3 – EHBH04CA3V","Daikin Altherma LT ERLQ004CAV3 – EHBH04CA3V","Daikin Europe N.V.","MCS HP0006/159","BRE",null,"ü YES"]
["ü Eligible","ü YES","2012-08-24",null,"Air Source Heat Pump","Air to water (space heating)","Daikin Altherma LT ERLQ004CAV3 – EHBX04CA3V","Daikin Altherma LT ERLQ004CAV3 – EHBX04CA3V","Daikin Europe N.V.","MCS HP0006/164","BRE",null,"ü YES"]
["ü Eligible","ü YES","2012-08-24",null,"Air Source Heat Pump","Air to water (space heating)","Daikin Altherma LT ERLQ006CAV3 – EHBH08CA3V","Daikin Altherma LT ERLQ006CAV3 – EHBH08CA3V","Daikin Europe N.V.","MCS HP0006/160","BRE",null,"ü YES"]
["ü Eligible","ü YES","2012-08-24",null,"Air Source Heat Pump","Air to water (space heating)","Daikin Altherma LT ERLQ006CAV3 – EHBH08CA9W","Daikin Altherma LT ERLQ006CAV3 – EHBH08CA9W","Daikin Europe N.V.","MCS HP0006/162","BRE",null,"ü YES"]
["ü Eligible","ü YES","2012-08-24",null,"Air Source Heat Pump","Air to water (space heating)","Daikin Altherma LT ERLQ006CAV3 – EHBX08CA3V","Daikin Altherma LT ERLQ006CAV3 – EHBX08CA3V","Daikin Europe N.V.","MCS HP0006/165","BRE",null,"ü YES"]
["ü Eligible","ü YES","2012-08-24",null,"Air Source Heat Pump","Air to water (space heating)","Daikin Altherma LT ERLQ006CAV3 – EHBX08CA9W","Daikin Altherma LT ERLQ006CAV3 – EHBX08CA9W","Daikin Europe N.V.","MCS HP0006/167","BRE",null,"ü YES"]
["ü Eligible","ü YES","2012-08-24",null,"Air Source Heat Pump","Air to water (space heating)","Daikin Altherma LT ERLQ008CAV3 – EHBH08CA3V","Daikin Altherma LT ERLQ008CAV3 – EHBH08CA3V","Daikin Europe N.V.","MCS HP0006/161","BRE",null,"ü YES"]
["ü Eligible","ü YES","2012-08-24",null,"Air Source Heat Pump","Air to water (space heating)","Daikin Altherma LT ERLQ008CAV3 – EHBH08CA9W","Daikin Altherma LT ERLQ008CAV3 – EHBH08CA9W","Daikin Europe N.V.","MCS HP0006/163","BRE",null,"ü YES"]
["ü Eligible","ü YES","2012-08-24",null,"Air Source Heat Pump","Air to water (space heating)","Daikin Altherma LT ERLQ008CAV3 – EHBX08CA3V","Daikin Altherma LT ERLQ008CAV3 – EHBX08CA3V","Daikin Europe N.V.","MCS HP0006/166","BRE",null,"ü YES"]
["ü Eligible","ü YES","2012-08-24",null,"Air Source Heat Pump","Air to water (space heating)","Daikin Altherma LT ERLQ008CAV3 – EHBX08CA9W","Daikin Altherma LT ERLQ008CAV3 – EHBX08CA9W","Daikin Europe N.V.","MCS HP0006/168","BRE",null,"ü YES"]
["ü Eligible","û NO","2012-09-28","2017-06-09","Air Source Heat Pump","Air to water (space heating)","Daikin Altherma LT ERLQ011CAV3 – EHBH16CA3V","Daikin Altherma LT ERLQ011CAV3 – EHBH16CA3V","Daikin Europe N.V.","MCS HP0006/169","BRE",null,"ü YES"]
["ü Eligible","û NO","2012-09-28","2017-06-09","Air Source Heat Pump","Air to water (space heating)","Daikin Altherma LT ERLQ011CAV3 – EHBH16CA9W","Daikin Altherma LT ERLQ011CAV3 – EHBH16CA9W","Daikin Europe N.V.","MCS HP0006/172","BRE",null,"ü YES"]
["ü Eligible","û NO","2012-09-28","2017-06-09","Air Source Heat Pump","Air to water (space heating)","Daikin Altherma LT ERLQ011CAV3 – EHBX16CA3V","Daikin Altherma LT ERLQ011CAV3 – EHBX16CA3V","Daikin Europe N.V.","MCS HP0006/181","BRE",null,"ü YES"]
["ü Eligible","û NO","2012-09-28","2017-06-09","Air Source Heat Pump","Air to water (space heating)","Daikin Altherma LT ERLQ011CAV3 – EHBX16CA9W","Daikin Altherma LT ERLQ011CAV3 – EHBX16CA9W","Daikin Europe N.V.","MCS HP0006/184","BRE",null,"ü YES"]
["ü Eligible","û NO","2012-09-28","2017-06-09","Air Source Heat Pump","Air to water (space heating)","Daikin Altherma LT ERLQ011CAW1 – EHBH16CA3V","Daikin Altherma LT ERLQ011CAW1 – EHBH16CA3V","Daikin Europe N.V.","MCS HP0006/175","BRE",null,"ü YES",null,null,null,null,null,null,null,null,null,null,null,null,null,null,null,null,null,null,null,null,null,null,null,null,null,null,null,{"$error":"#N/A"},{"$error":"#N/A"}]
["ü Eligible","û NO","2012-09-28","2017-06-09","Air Source Heat Pump","Air to water (space heating)","Daikin Altherma LT ERLQ011CAW1 – EHBH16CA9W","Daikin Altherma LT ERLQ011CAW1 – EHBH16CA9W","Daikin Europe N.V.","MCS HP0006/178","BRE",null,"ü YES"]
["ü Eligible","û NO","2012-09-28","2017-06-09","Air Source Heat Pump","Air to water (space heating)","Daikin Altherma LT ERLQ011CAW1 – EHBX16CA3V","Daikin Altherma LT ERLQ011CAW1 – EHBX16CA3V","Daikin Europe N.V.","MCS HP0006/187","BRE",null,"ü YES"]
["ü Eligible","û NO","2012-09-28","2017-06-09","Air Source Heat Pump","Air to water (space heating)","Daikin Altherma LT ERLQ011CAW1 – EHBX16CA9W","Daikin Altherma LT ERLQ011CAW1 – EHBX16CA9W","Daikin Europe N.V.","MCS HP0006/190","BRE",null,"ü YES"]
["ü Eligible","ü YES","2012-09-28",null,"Air Source Heat Pump","Air to water (space heating)","Daikin Altherma LT ERLQ014CAV3 – EHBH16CA3V","Daikin Altherma LT ERLQ014CAV3 – EHBH16CA3V","Daikin Europe N.V.","MCS HP0006/170","BRE",null,"ü YES"]
["ü Eligible","ü YES","2012-09-28",null,"Air Source Heat Pump","Air to water (space heating)","Daikin Altherma LT ERLQ014CAV3 – EHBH16CA9W","Daikin Altherma LT ERLQ014CAV3 – EHBH16CA9W","Daikin Europe N.V.","MCS HP0006/173","BRE",null,"ü YES"]
["ü Eligible","ü YES","2012-09-28",null,"Air Source Heat Pump","Air to water (space heating)","Daikin Altherma LT ERLQ014CAV3 – EHBX16CA3V","Daikin Altherma LT ERLQ014CAV3 – EHBX16CA3V","Daikin Europe N.V.","MCS HP0006/182","BRE",null,"ü YES"]
["ü Eligible","ü YES","2012-09-28",null,"Air Source Heat Pump","Air to water (space heating)","Daikin Altherma LT ERLQ014CAV3 – EHBX16CA9W","Daikin Altherma LT ERLQ014CAV3 – EHBX16CA9W","Daikin Europe N.V.","MCS HP0006/185","BRE",null,"ü YES"]
["ü Eligible","ü YES","2012-09-28",null,"Air Source Heat Pump","Air to water (space heating)","Daikin Altherma LT ERLQ014CAW1 – EHBH16CA3V","Daikin Altherma LT ERLQ014CAW1 – EHBH16CA3V","Daikin Europe N.V.","MCS HP0006/176","BRE",null,"ü YES"]
["ü Eligible","ü YES","2012-09-28",null,"Air Source Heat Pump","Air to water (space heating)","Daikin Altherma LT ERLQ014CAW1 – EHBH16CA9W","Daikin Altherma LT ERLQ014CAW1 – EHBH16CA9W","Daikin Europe N.V.","MCS HP0006/179","BRE",null,"ü YES"]
["ü Eligible","ü YES","2012-09-28",null,"Air Source Heat Pump","Air to water (space heating)","Daikin Altherma LT ERLQ014CAW1 – EHBX16CA3V","Daikin Altherma LT ERLQ014CAW1 – EHBX16CA3V","Daikin Europe N.V.","MCS HP0006/188","BRE",null,"ü YES"]
["ü Eligible","ü YES","2012-09-28",null,"Air Source Heat Pump","Air to water (space heating)","Daikin Altherma LT ERLQ014CAW1 – EHBX16CA9W","Daikin Altherma LT ERLQ014CAW1 – EHBX16CA9W","Daikin Europe N.V.","MCS HP0006/191","BRE",null,"ü YES"]
["ü Eligible","ü YES","2012-09-28",null,"Air Source Heat Pump","Air to water (space heating)","Daikin Altherma LT ERLQ016CAV3 – EHBH16CA3V","Daikin Altherma LT ERLQ016CAV3 – EHBH16CA3V","Daikin Europe N.V.","MCS HP0006/171","BRE",null,"ü YES"]
["ü Eligible","ü YES","2012-09-28",null,"Air Source Heat Pump","Air to water (space heating)","Daikin Altherma LT ERLQ016CAV3 – EHBH16CA9W","Daikin Altherma LT ERLQ016CAV3 – EHBH16CA9W","Daikin Europe N.V.","MCS HP0006/174","BRE",null,"ü YES"]
["ü Eligible","ü YES","2012-09-28",null,"Air Source Heat Pump","Air to water (space heating)","Daikin Altherma LT ERLQ016CAV3 – EHBX16CA3V","Daikin Altherma LT ERLQ016CAV3 – EHBX16CA3V","Daikin Europe N.V.","MCS HP0006/183","BRE",null,"ü YES"]
["ü Eligible","ü YES","2012-09-28",null,"Air Source Heat Pump","Air to water (space heating)","Daikin Altherma LT ERLQ016CAV3 – EHBX16CA9W","Daikin Altherma LT ERLQ016CAV3 – EHBX16CA9W","Daikin Europe N.V.","MCS HP0006/186","BRE",null,"ü YES"]
["ü Eligible","ü YES","2012-09-28",null,"Air Source Heat Pump","Air to water (space heating)","Daikin Altherma LT ERLQ016CAW1 – EHBH16CA3V","Daikin Altherma LT ERLQ016CAW1 – EHBH16CA3V","Daikin Europe N.V.","MCS HP0006/177","BRE",null,"ü YES"]
["ü Eligible","ü YES","2012-09-28",null,"Air Source Heat Pump","Air to water (space heating)","Daikin Altherma LT ERLQ016CAW1 – EHBH16CA9W","Daikin Altherma LT ERLQ016CAW1 – EHBH16CA9W","Daikin Europe N.V.","MCS HP0006/180","BRE",null,"ü YES"]
["ü Eligible","ü YES","2012-09-28",null,"Air Source Heat Pump","Air to water (space heating)","Daikin Altherma LT ERLQ016CAW1 – EHBX16CA3V  ","Daikin Altherma LT ERLQ016CAW1 – EHBX16CA3V  ","Daikin Europe N.V.","MCS HP0006/189","BRE",null,"ü YES"]
["ü Eligible","ü YES","2012-09-28",null,"Air Source Heat Pump","Air to water (space heating)","Daikin Altherma LT ERLQ016CAW1 – EHBX16CA9W","Daikin Altherma LT ERLQ016CAW1 – EHBX16CA9W","Daikin Europe N.V.","MCS HP0006/192","BRE",null,"ü YES"]
["ü Eligible","ü YES","2009-09-11",null,"Air Source Heat Pump","Air to water (space heating)","DHP-A ",6,"Danfoss Ltd","MCS HP0013/19","BRE",null,"ü YES"]
["ü Eligible","ü YES","2009-09-11",null,"Air Source Heat Pump","Air to water (space heating)","DHP-A ",8,"Danfoss Ltd","MCS HP0013/20","BRE",null,"ü YES"]
["ü Eligible","ü YES","2009-09-11",null,"Air Source Heat Pump","Air to water (space heating)","DHP-A ",10,"Danfoss Ltd","MCS HP0013/21","BRE",null,"ü YES"]
["ü Eligible","ü YES","2009-09-11",null,"Air Source Heat Pump","Air to water (space heating)","DHP-A ",12,"Danfoss Ltd","MCS HP0013/22","BRE",null,"ü YES"]
["ü Eligible","ü YES","2009-09-11",null,"Air Source Heat Pump","Air to water (space heating)","DHP-A ","10 SP","Danfoss Ltd","MCS HP0013/25","BRE",null,"ü YES"]
["ü Eligible","ü YES","2009-09-11",null,"Air Source Heat Pump","Air to water (space heating)","DHP-A ","12 SP","Danfoss Ltd","MCS HP0013/26","BRE",null,"ü YES"]
["ü Eligible","ü YES","2009-09-11",null,"Air Source Heat Pump","Air to water (space heating)","DHP-A ","6 SP","Danfoss Ltd","MCS HP0013/23","BRE",null,"ü YES"]
["ü Eligible","ü YES","2009-09-11",null,"Air Source Heat Pump","Air to water (space heating)","DHP-A ","8 SP","Danfoss Ltd","MCS HP0013/24","BRE",null,"ü YES"]
["ü Eligible","ü YES","2009-10-30",null,"Air Source Heat Pump","Air to water (space heating)","DHP-A OPTI",6,"Danfoss Ltd","MCS HP0013/104","BRE",null,"ü YES"]
["ü Eligible","ü YES","2009-10-30",null,"Air Source Heat Pump","Air to water (space heating)","DHP-A OPTI",8,"Danfoss Ltd","MCS HP0013/105","BRE",null,"ü YES"]
["ü Eligible","ü YES","2009-10-30",null,"Air Source Heat Pump","Air to water (space heating)","DHP-A OPTI",10,"Danfoss Ltd","MCS HP0013/106","BRE",null,"ü YES"]
["ü Eligible","ü YES","2009-10-30",null,"Air Source Heat Pump","Air to water (space heating)","DHP-A OPTI",12,"Danfoss Ltd","MCS HP0013/107","BRE",null,"ü YES",null,null,null,null,null,null,null,null,null,null,null,null,null,null,null,null,null,null,null,null,null,null,null,"Kiwa","YES"]
["ü Eligible","ü YES","2009-10-30",null,"Air Source Heat Pump","Air to water (space heating)","DHP-A OPTI","10 SP","Danfoss Ltd","MCS HP0013/110","BRE",null,"ü YES"]
["ü Eligible","ü YES","2009-10-30",null,"Air Source Heat Pump","Air to water (space heating)","DHP-A OPTI","12 SP","Danfoss Ltd","MCS HP0013/111","BRE",null,"ü YES"]
["ü Eligible","ü YES","2009-10-30",null,"Air Source Heat Pump","Air to water (space heating)","DHP-A OPTI","6 SP","Danfoss Ltd","MCS HP0013/108","BRE",null,"ü YES"]
["ü Eligible","ü YES","2009-10-30",null,"Air Source Heat Pump","Air to water (space heating)","DHP-A OPTI","8 SP","Danfoss Ltd","MCS HP0013/109","BRE",null,"ü YES",null,null,null,null,null,null,null,null,null,null,null,null,null,null,null,null,null,null,null,"Yes",null,null,null,"BRE","YES"]
["ü Eligible","ü YES","2011-08-05",null,"Air Source Heat Pump","Air to water (space heating)","DHP-AQ 11","DHP-AQ 11","Danfoss Ltd","MCS HP0013/134","BRE",null,"ü YES"]
["ü Eligible","ü YES","2011-08-05",null,"Air Source Heat Pump","Air to water (space heating)","DHP-AQ 11 SP","DHP-AQ 11 SP","Danfoss Ltd","MCS HP0013/140","BRE",null,"ü YES"]
["ü Eligible","ü YES","2011-08-05",null,"Air Source Heat Pump","Air to water (space heating)","DHP-AQ 13","DHP-AQ 13","Danfoss Ltd","MCS HP0013/135","BRE",null,"ü YES"]
["ü Eligible","ü YES","2011-08-05",null,"Air Source Heat Pump","Air to water (space heating)","DHP-AQ 13 SP","DHP-AQ 13 SP","Danfoss Ltd","MCS HP0013/141","BRE",null,"ü YES"]
["ü Eligible","ü YES","2011-08-05",null,"Air Source Heat Pump","Air to water (space heating)","DHP-AQ 16","DHP-AQ 16","Danfoss Ltd","MCS HP0013/136","BRE",null,"ü YES"]
["ü Eligible","ü YES","2011-08-05",null,"Air Source Heat Pump","Air to water (space heating)","DHP-AQ 16 SP","DHP-AQ 16 SP","Danfoss Ltd","MCS HP0013/142","BRE",null,"ü YES"]
["ü Eligible","ü YES","2011-08-05",null,"Air Source Heat Pump","Air to water (space heating)","DHP-AQ 18","DHP-AQ 18","Danfoss Ltd","MCS HP0013/137","BRE",null,"ü YES"]
["ü Eligible","ü YES","2011-08-05",null,"Air Source Heat Pump","Air to water (space heating)","DHP-AQ 6","DHP-AQ 6","Danfoss Ltd","MCS HP0013/132","BRE",null,"ü YES"]
["ü Eligible","ü YES","2011-08-05",null,"Air Source Heat Pump","Air to water (space heating)","DHP-AQ 6 SP","DHP-AQ 6 SP","Danfoss Ltd","MCS HP0013/138","BRE",null,"ü YES",null,null,null,null,null,null,null,null,null,null,null,null,null,null,null,null,null,null,null,null,null,null,null,null,null,null,{"$error":"#N/A"},{"$error":"#N/A"}]
["ü Eligible","ü YES","2011-08-05",null,"Air Source Heat Pump","Air to water (space heating)","DHP-AQ 9","DHP-AQ 9","Danfoss Ltd","MCS HP0013/133","BRE",null,"ü YES"]
["ü Eligible","ü YES","2011-08-05",null,"Air Source Heat Pump","Air to water (space heating)","DHP-AQ 9 SP","DHP-AQ 9 SP","Danfoss Ltd","MCS HP0013/139","BRE",null,"ü YES"]
["ü Eligible","ü YES","2018-02-15",null,"Air Source Heat Pump","Air to Water (space heating)","EcoAir 520M","EcoAir 520M","CTC Division, Enertech Limited","MCS HP0023/57",null,null,"ü YES"]
["ü Eligible","ü YES","2018-02-15",null,"Air Source Heat Pump","Air to Water (space heating)","EcoAir 520M","EcoAir 520M","CTC Division, Enertech Limited","MCS HP0023/57",null,null,"ü YES"]
["ü Eligible","ü YES","2011-08-26",null,"Air Source Heat Pump","Air to water (space heating)","Ecodan","CAHV-P500YA-HPB","Mitsubishi Electric Europe B.V.","MCS HP0002/11","BRE",null,"ü YES"]
["ü Eligible","ü YES","2015-08-28",null,"Air Source Heat Pump","Air to water (space heating)","Ecodan","CAHV-P500YA-HPB-BS","Mitsubishi Electric Europe B.V. trading as Mitsubishi Electric Europe UK","MCS HP0002/25","BRE",null,"ü YES"]
["ü Eligible","ü YES","2015-08-28",null,"Air Source Heat Pump","Air to water (space heating)","Ecodan","CAHV-P500YB-HPB","Mitsubishi Electric Europe B.V. trading as Mitsubishi Electric Europe UK","MCS HP0002/38","BRE",null,"ü YES"]
["ü Eligible","ü YES","2015-08-28",null,"Air Source Heat Pump","Air to water (space heating)","Ecodan","CAHV-P500YB-HPB-BS","Mitsubishi Electric Europe B.V. trading as Mitsubishi Electric Europe UK","MCS HP0002/37","BRE",null,"ü YES"]
["ü Eligible","ü YES","2009-12-24",null,"Air Source Heat Pump","Air to water (space heating)","Ecodan","Ecodan PUHZ-HW140VHA2","Mitsubishi Electric Europe B.V.","MCS HP0002/07","BRE",null,"ü YES"]
["ü Eligible","ü YES","2009-12-24",null,"Air Source Heat Pump","Air to water (space heating)","Ecodan","Ecodan PUHZ-HW140VHA2-BS","Mitsubishi Electric Europe B.V.","MCS HP0002/08","BRE",null,"ü YES"]
["ü Eligible","ü YES","2011-06-01",null,"Air Source Heat Pump","Air to water (space heating)","Ecodan","Ecodan PUHZ-HW140YHA2","Mitsubishi Electric Europe B.V.","MCS HP0002/09","BRE",null,"ü YES"]
["ü Eligible","ü YES","2011-06-01",null,"Air Source Heat Pump","Air to water (space heating)","Ecodan","Ecodan PUHZ-HW140YHA2-BS","Mitsubishi Electric Europe B.V.","MCS HP0002/10","BRE",null,"ü YES"]
["ü Eligible","ü YES","2008-10-16",null,"Air Source Heat Pump","Air to water (space heating)","Ecodan","PUHZ-HW140VHA-BS","Mitsubishi Electric Europe B.V. trading as Mitsubishi Electric Europe UK","MCS HP0002/04",3.75,null,"ü YES"]
["ü Eligible","ü YES","2016-02-05",null,"Air Source Heat Pump","Air to water (space heating)","Ecodan","PUHZ-SW50-VKA","Mitsubishi Electric Europe B.V. trading as Mitsubishi Electric Europe UK","MCS HP0002/41",3.8919330855398293,null,"ü YES"]
["ü Eligible","ü YES","2016-02-05",null,"Air Source Heat Pump","Air to water (space heating)","Ecodan","PUHZ-SW50-VKA-BS","Mitsubishi Electric Europe B.V. trading as Mitsubishi Electric Europe UK","MCS HP0002/42",3.8919330855398293,null,"ü YES"]
["ü Eligible","ü YES","2018-03-28",null,"Air Source Heat Pump","Air to Water (space heating)","Ecodan","PUHZ-W112VAA","Mitsubishi Electric Europe B.V. trading as Mitsubishi Electric Europe UK","MCS HP0002/47",null,null,"ü YES"]
["ü Eligible","ü YES","2018-03-28",null,"Air Source Heat Pump","Air to Water (space heating)","Ecodan","PUHZ-W112VAA-BS","Mitsubishi Electric Europe B.V. trading as Mitsubishi Electric Europe UK","MCS HP0002/48",null,null,"ü YES"]
["ü Eligible","ü YES","2016-01-29",null,"Air Source Heat Pump","Air to water (space heating)","Ecodan","PUHZ-W50-VHA2","Mitsubishi Electric Europe B.V. trading as Mitsubishi Electric Europe UK","MCS HP0002/43",3.8875283449917495,null,"ü YES"]
["ü Eligible","ü YES","2016-01-29",null,"Air Source Heat Pump","Air to water (space heating)","Ecodan","PUHZ-W50-VHA2-BS","Mitsubishi Electric Europe B.V. trading as Mitsubishi Electric Europe UK","MCS HP0002/44",3.8875283449917495,null,"ü YES"]
["ü Eligible","ü YES","2018-03-28",null,"Air Source Heat Pump","Air to Water (space heating)","Ecodan","PUHZ-W85VAA","Mitsubishi Electric Europe B.V. trading as Mitsubishi Electric Europe UK","MCS HP0002/45",null,null,"ü YES"]
["ü Eligible","ü YES","2018-03-28",null,"Air Source Heat Pump","Air to Water (space heating)","Ecodan","PUHZ-W85VAA-BS","Mitsubishi Electric Europe B.V. trading as Mitsubishi Electric Europe UK","MCS HP0002/46",null,null,"ü YES"]
["ü Eligible","ü YES","2017-09-01",null,"Air Source Heat Pump","Air to Water (space heating)","Enviroair 11kW","Enviroair 11kW","Firebird Heating Solutions Ltd","MCS HP0249/02"]
["ü Eligible","ü YES","2017-09-01",null,"Air Source Heat Pump","Air to Water (space heating)","Enviroair 14kW","Enviroair 14kW","Firebird Heating Solutions Ltd","MCS HP0249/03"]
["ü Eligible","ü YES","2017-09-01",null,"Air Source Heat Pump","Air to Water (space heating)","Enviroair 16kW","Enviroair 16kW","Firebird Heating Solutions Ltd","MCS HP0249/04"]
["ü Eligible","ü YES","2017-09-01",null,"Air Source Heat Pump","Air to Water (space heating)","Enviroair 7.5kW","Enviroair 7.5kW","Firebird Heating Solutions Ltd","MCS HP0249/01"]
["ü Eligible","ü YES","2016-03-24",null,"Air Source Heat Pump","Air to Water (space heating)","ESP Classic","ESP Classic 13KW (PASRW-040B-KA)","Earth Save Products Limited","KIWA00022/018 HP",null,null,"ü YES"]
["ü Eligible","ü YES","2016-03-24",null,"Air Source Heat Pump","Air to Water (space heating)","ESP Classic","ESP Classic 15KW (PASRW-050B-KA)","Earth Save Products Limited","KIWA00022/019 HP",null,null,"ü YES"]
["ü Eligible","ü YES","2016-03-24",null,"Air Source Heat Pump","Air to Water (space heating)","ESP Classic","ESP Classic 17KW (PASRW-060B-KA)","Earth Save Products Limited","KIWA00022/020 HP",null,null,"ü YES"]
["ü Eligible","ü YES","2016-03-24",null,"Air Source Heat Pump","Air to Water (space heating)","ESP Classic","ESP Classic 25KW (PASRW-080B-KA)","Earth Save Products Limited","KIWA00022/021 HP",null,null,"ü YES"]
["ü Eligible","ü YES","2016-03-24",null,"Air Source Heat Pump","Air to Water (space heating)","ESP Classic","ESP Classic 25KW S PASRW-080SB-KA)","Earth Save Products Limited","KIWA00022/022 HP",null,null,"ü YES"]
["ü Eligible","ü YES","2016-03-24",null,"Air Source Heat Pump","Air to Water (space heating)","ESP Classic","ESP Classic 6KW (PASRW-020B-KD)","Earth Save Products Limited","KIWA00022/016 HP",null,null,"ü YES"]
["ü Eligible","ü YES","2016-03-24",null,"Air Source Heat Pump","Air to Water (space heating)","ESP Classic","ESP Classic 8.2KW (PASRW-030B-KD)","Earth Save Products Limited","KIWA00022/017 HP",null,null,"ü YES"]
["ü Eligible","ü YES","2016-03-24",null,"Air Source Heat Pump","Air to Water (space heating)","ESP High Temp","ESP HT 12KW (PASRW040B-D-PS)","Earth Save Products Limited","KIWA00022/024 HP",null,null,"ü YES"]
["ü Eligible","ü YES","2016-03-24",null,"Air Source Heat Pump","Air to Water (space heating)","ESP High Temp","ESP HT 15KW (PASRW050B-D-PS)","Earth Save Products Limited","KIWA00022/025 HP",null,null,"ü YES"]
["ü Eligible","ü YES","2016-03-24",null,"Air Source Heat Pump","Air to Water (space heating)","ESP High Temp","ESP HT 9KW (PASRW030B-D-PS)","Earth Save Products Limited","KIWA00022/023 HP",null,null,"ü YES"]
["ü Eligible","ü YES","2016-01-08",null,"Air Source Heat Pump","Air to Water (space heating)","flexoTHERM 11kW (400V) with aroCOLLECT","VWF 117/4 + VWA 11/4 SA","Vaillant Group UK Ltd","KIWA 00023/010 HP","Kiwa",null,"ü YES"]
["ü Eligible","ü YES","2016-01-08",null,"Air Source Heat Pump","Air to Water (space heating)","flexoTHERM 15kW (400V) with aroCOLLECT","VWF 157/4 + VWA 11/4 SA + VWA 11/4 SA","Vaillant Group UK Ltd","KIWA 00023/013 HP","Kiwa",null,"ü YES"]
["ü Eligible","ü YES","2016-01-08",null,"Air Source Heat Pump","Air to Water (space heating)","flexoTHERM 19kW (400V) with aroCOLLECT","VWF 197/4 + VWA 11/4 SA + VWA 11/4 SA","Vaillant Group UK Ltd","KIWA 00023/016 HP","Kiwa",null,"ü YES"]
["ü Eligible","ü YES","2016-01-08",null,"Air Source Heat Pump","Air to Water (space heating)","flexoTHERM 5kW (400V) with aroCOLLECT","VWF 57/4 + VWA 11/4 SA","Vaillant Group UK Ltd","KIWA 00023/004 HP","Kiwa",null,"ü YES"]
["ü Eligible","ü YES","2016-01-08",null,"Air Source Heat Pump","Air to Water (space heating)","flexoTHERM 8kW (400V) with aroCOLLECT","VWF 87/4 + VWA 11/4 SA","Vaillant Group UK Ltd","KIWA 00023/007 HP","Kiwa",null,"ü YES"]
["ü Eligible","ü YES","2017-01-20",null,"Air Source Heat Pump","Air to Water (space heating)","iTec 16kW","iTec 16kW","Thermia Heat Pumps","MCS HP0187/103","BRE",null,"ü YES"]
["ü Eligible","ü YES","2017-01-20",null,"Air Source Heat Pump","Air to Water (space heating)","iTec 16kW SP","iTec 16kW SP","Thermia Heat Pumps","MCS HP0187/102","BRE",null,"ü YES"]
["ü Eligible","ü YES","2017-01-20",null,"Air Source Heat Pump","Air to Water (space heating)","iTec 5kW SP","iTec 5kW SP","Thermia Heat Pumps","MCS HP0187/99","BRE",null,"ü YES"]
["ü Eligible","ü YES","2017-01-20",null,"Air Source Heat Pump","Air to Water (space heating)","iTec 9kW","iTec 9kW","Thermia Heat Pumps","MCS HP0187/101","BRE",null,"ü YES"]
["ü Eligible","ü YES","2017-01-20",null,"Air Source Heat Pump","Air to Water (space heating)","iTec 9kW SP","iTec 9kW SP","Thermia Heat Pumps","MCS HP0187/100","BRE",null,"ü YES"]
["ü Eligible","ü YES","2010-04-01",null,"Air Source Heat Pump","Air to water (space heating)","LA 25 TU","LA 25 TU","GDC Group Ltd (Dimplex)","MCS HP0017/06","BRE",null,"ü YES"]
["ü Eligible","ü YES","2009-12-08",null,"Air Source Heat Pump","Air to water (space heating)","LA 40 TU","LA 40 TU","GDC Group Ltd (Dimplex)","MCS HP0017/02","BRE",null,"ü YES"]
["ü Eligible","ü YES","2012-04-24",null,"Air Source Heat Pump","Air to Water (space heating)","LW 121","LW 121","ait-deutschland GmbH","MCS HP0135/03",3.6223435939250797,null,"ü YES"]
["ü Eligible","ü YES","2012-04-24",null,"Air Source Heat Pump","Air to Water (space heating)","LW 140","LW 140","ait-deutschland GmbH","MCS HP0135/04",3.7071682423973793,null,"ü YES"]
["ü Eligible","ü YES","2012-04-24",null,"Air Source Heat Pump","Air to Water (space heating)","LW 81A","LW 81A","ait-deutschland GmbH","MCS HP0135/01",3.4354757102136784,null,"ü YES"]
["ü Eligible","ü YES","2012-04-24",null,"Air Source Heat Pump","Air to Water (space heating)","LW 81ASX","LW 81ASX","ait-deutschland GmbH","MCS HP0135/02",3.1539624000372504,null,"ü YES"]
["ü Eligible","ü YES","2014-09-25",null,"Air Source Heat Pump","Air to Water (space heating)","LW121A/SX ","LW 121 A/SX","ait-deutschland GmbH","MCS HP0135/11",null,null,"ü YES"]
["ü Eligible","ü YES","2012-04-24",null,"Air Source Heat Pump","Air to Water (space heating)","LWD 50A","LWD 50A","ait-deutschland GmbH","MCS HP0135/05",3.8424796694075685,null,"ü YES"]
["ü Eligible","ü YES","2018-03-29",null,"Air Source Heat Pump","Air to Water (space heating)","NIBE F2040-6","NIBE F2040-6","NIBE Energy Systems Limited","MCS HP0003/48",null,null,"ü YES"]
["ü Eligible","ü YES","2016-09-02",null,"Air Source Heat Pump","Air to Water (space heating)","OCHSNER Air 717 C Eagle","OCHSNER Air 717 C Eagle","OCHSNER Warmepumpen","BBA 0037/20","BRE",null,"ü YES"]
["ü Eligible","ü YES","2015-05-07",null,"Air Source Heat Pump","Air to Water (space heating)","RWH-4FS(V)NFE / RAS-4H(V)RNME-AF","RWH-4FS(V)NFE / RAS-4H(V)RNME-AF","Hitachi Air Conditioning Products Europe S.A.U.","MCS HP0032/34","BRE",null,"ü YES"]
["ü Eligible","ü YES","2015-05-07",null,"Air Source Heat Pump","Air to Water (space heating)","RWH-4FSNFE / RAS-4HRNME-AF","RWH-4FSNFE / RAS-4HRNME-AF","Hitachi Air Conditioning Products Europe S.A.U.","MCS HP0032/37","BRE",null,"ü YES"]
["ü Eligible","ü YES","2015-05-07",null,"Air Source Heat Pump","Air to Water (space heating)","RWH-5FS(V)NFE / RAS-5H(V)RNME-AF","RWH-5FS(V)NFE / RAS-5H(V)RNME-AF","Hitachi Air Conditioning Products Europe S.A.U.","MCS HP0032/35","BRE",null,"ü YES"]
["ü Eligible","ü YES","2015-05-07",null,"Air Source Heat Pump","Air to Water (space heating)","RWH-5FSNFE / RAS-5HRNME-AF","RWH-5FSNFE / RAS-5HRNME-AF","Hitachi Air Conditioning Products Europe S.A.U.","MCS HP0032/38","BRE",null,"ü YES"]
["ü Eligible","ü YES","2015-05-07",null,"Air Source Heat Pump","Air to Water (space heating)","RWH-6FS(V)NFE / RAS-6H(V)RNME-AF","RWH-6FS(V)NFE / RAS-6H(V)RNME-AF","Hitachi Air Conditioning Products Europe S.A.U.","MCS HP0032/36","BRE",null,"ü YES"]
["ü Eligible","ü YES","2015-05-07",null,"Air Source Heat Pump","Air to Water (space heating)","RWH-6FSNFE / RAS-6HRNME-AF","RWH-6FSNFE / RAS-6HRNME-AF","Hitachi Air Conditioning Products Europe S.A.U.","MCS HP0032/39","BRE",null,"ü YES"]
["ü Eligible","ü YES","2014-10-24",null,"Air Source Heat Pump","Air to Water (space heating)","RWM-10HFSN3E / RAS-10HRNME-AF","RWM-10HFSN3E / RAS-10HRNME-AF","Hitachi Air Conditioning Products Europe S.A.U.","MCS HP0032/33","BRE",null,"ü YES"]
["ü Eligible","ü YES","2016-06-24",null,"Air Source Heat Pump","Air to Water (space heating)","RWM-10NE / RAS-10WHNPE","RWM-10NE / RAS-10WHNPE","Hitachi Air Conditioning Products Europe S.A.U.","MCS HP0032/67","BBA",null,"ü YES"]
["ü Eligible","ü YES","2016-06-24",null,"Air Source Heat Pump","Air to Water (space heating)","RWM-2.5NE / RAS-2.5WHVNPE","RWM-2.5NE / RAS-2.5WHVNPE","Hitachi Air Conditioning Products Europe S.A.U.","MCS HP0032/58","BBA",null,"ü YES"]
["ü Eligible","ü YES","2014-10-24",null,"Air Source Heat Pump","Air to Water (space heating)","RWM-2HFSN3E / RAS-2HVRN2","RWM-2HFSN3E / RAS-2HVRN2","Hitachi Air Conditioning Products Europe S.A.U.","MCS HP0032/24","BRE",null,"ü YES",null,null,null,null,null,null,2.7840352540405093,2.7549540728999524,0,0,0,0,0,0,0,0,0,0,0,"Yes"]
["ü Eligible","ü YES","2016-06-24",null,"Air Source Heat Pump","Air to Water (space heating)","RWM-2NE / RAS-2WHVNPE","RWM-2NE / RAS-2WHVNPE","Hitachi Air Conditioning Products Europe S.A.U.","MCS HP0032/57","BBA",null,"ü YES"]
["ü Eligible","ü YES","2014-10-24",null,"Air Source Heat Pump","Air to Water (space heating)","RWM-3HFSN3E / RAS-3HVRNME-AF","RWM-3HFSN3E / RAS-3HVRNME-AF","Hitachi Air Conditioning Products Europe S.A.U.","MCS HP0032/25","BRE",null,"ü YES"]
["ü Eligible","ü YES","2016-06-24",null,"Air Source Heat Pump","Air to Water (space heating)","RWM-3NE / RAS-3WHVNPE","RWM-3NE / RAS-3WHVNPE","Hitachi Air Conditioning Products Europe S.A.U.","MCS HP0032/59","BBA",null,"ü YES"]
["ü Eligible","ü YES","2014-10-24",null,"Air Source Heat Pump","Air to Water (space heating)","RWM-4HFSN3E / RAS-4H(V)RNME-AF","RWM-4HFSN3E / RAS-4H(V)RNME-AF","Hitachi Air Conditioning Products Europe S.A.U.","MCS HP0032/26","BRE",null,"ü YES"]
["ü Eligible","ü YES","2014-10-24",null,"Air Source Heat Pump","Air to Water (space heating)","RWM-4HFSN3E / RAS-4HRNME-AF","RWM-4HFSN3E / RAS-4HRNME-AF","Hitachi Air Conditioning Products Europe S.A.U.","MCS HP0032/27","BRE",null,"ü YES"]
["ü Eligible","ü YES","2016-06-24",null,"Air Source Heat Pump","Air to Water (space heating)","RWM-4NE / RAS-4WHNPE","RWM-4NE / RAS-4WHNPE","Hitachi Air Conditioning Products Europe S.A.U.","MCS HP0032/60","BBA",null,"ü YES"]
["ü Eligible","ü YES","2016-06-24",null,"Air Source Heat Pump","Air to Water (space heating)","RWM-4NE / RAS-4WHVNPE","RWM-4NE / RAS-4WHVNPE","Hitachi Air Conditioning Products Europe S.A.U.","MCS HP0032/61","BBA",null,"ü YES"]
["ü Eligible","ü YES","2014-10-24",null,"Air Source Heat Pump","Air to Water (space heating)","RWM-5HFSN3E / RAS-5H(V)RNME-AF","RWM-5HFSN3E / RAS-5H(V)RNME-AF","Hitachi Air Conditioning Products Europe S.A.U.","MCS HP0032/28","BRE",null,"ü YES"]
["ü Eligible","ü YES","2014-10-24",null,"Air Source Heat Pump","Air to Water (space heating)","RWM-5HFSN3E / RAS-5HRNME-AF","RWM-5HFSN3E / RAS-5HRNME-AF","Hitachi Air Conditioning Products Europe S.A.U.","MCS HP0032/29","BRE",null,"ü YES"]
["ü Eligible","ü YES","2016-06-24",null,"Air Source Heat Pump","Air to Water (space heating)","RWM-5NE / RAS-5WHNPE","RWM-5NE / RAS-5WHNPE","Hitachi Air Conditioning Products Europe S.A.U.","MCS HP0032/62","BBA",null,"ü YES"]
["ü Eligible","ü YES","2016-06-24",null,"Air Source Heat Pump","Air to Water (space heating)","RWM-5NE / RAS-5WHVNPE","RWM-5NE / RAS-5WHVNPE","Hitachi Air Conditioning Products Europe S.A.U.","MCS HP0032/63","BBA",null,"ü YES"]
["ü Eligible","ü YES","2014-10-24",null,"Air Source Heat Pump","Air to Water (space heating)","RWM-6HFSN3E / RAS-6H(V)RNME-AF","RWM-6HFSN3E / RAS-6H(V)RNME-AF","Hitachi Air Conditioning Products Europe S.A.U.","MCS HP0032/30","BRE",null,"ü YES"]
["ü Eligible","ü YES","2014-10-24",null,"Air Source Heat Pump","Air to Water (space heating)","RWM-6HFSN3E / RAS-6HRNME-AF","RWM-6HFSN3E / RAS-6HRNME-AF","Hitachi Air Conditioning Products Europe S.A.U.","MCS HP0032/31","BRE",null,"ü YES"]
["ü Eligible","ü YES","2016-06-24",null,"Air Source Heat Pump","Air to Water (space heating)","RWM-6NE / RAS-6WHNPE","RWM-6NE / RAS-6WHNPE","Hitachi Air Conditioning Products Europe S.A.U.","MCS HP0032/64","BBA",null,"ü YES"]
["ü Eligible","ü YES","2016-06-24",null,"Air Source Heat Pump","Air to Water (space heating)","RWM-6NE / RAS-6WHVNPE","RWM-6NE / RAS-6WHVNPE","Hitachi Air Conditioning Products Europe S.A.U.","MCS HP0032/65","BBA",null,"ü YES"]
["ü Eligible","ü YES","2014-10-24",null,"Air Source Heat Pump","Air to Water (space heating)","RWM-8HFSN3E / RAS-8HRNME-AF","RWM-8HFSN3E / RAS-8HRNME-AF","Hitachi Air Conditioning Products Europe S.A.U.","MCS HP0032/32","BRE",null,"ü YES"]
["ü Eligible","ü YES","2016-06-24",null,"Air Source Heat Pump","Air to Water (space heating)","RWM-8NE / RAS-8WHNPE","RWM-8NE / RAS-8WHNPE","Hitachi Air Conditioning Products Europe S.A.U.","MCS HP0032/66","BBA",null,"ü YES"]
["ü Eligible","ü YES","2014-11-13",null,"Air Source Heat Pump","Air to water (space heating)","TERRA AL 17 Twin","TERRA AL 17 Twin","IDM Energiesysteme GmbH","MCS HP0035/113","BRE",null,"ü YES"]
["ü Eligible","ü YES","2014-11-13",null,"Air Source Heat Pump","Air to water (space heating)","TERRA AL 17 Twin 230V","TERRA AL 17 Twin 230V","IDM Energiesysteme GmbH","MCS HP0035/114","BRE",null,"ü YES"]
["ü Eligible","ü YES","2014-11-13",null,"Air Source Heat Pump","Air to water (space heating)","TERRA AL 24 Twin","TERRA AL 24 Twin","IDM Energiesysteme GmbH","MCS HP0035/115","BRE",null,"ü YES",null,null,null,null,null,null,null,null,null,null,null,null,null,null,null,null,null,null,null,null,null,null,null,"BRE","YES"]
["ü Eligible","ü YES","2014-11-13",null,"Air Source Heat Pump","Air to water (space heating)","TERRA AL 32 Twin","TERRA AL 32 Twin","IDM Energiesysteme GmbH","MCS HP0035/90","BRE",null,"ü YES"]
["ü Eligible","ü YES","2014-04-25",null,"Air Source Heat Pump","Air to water (space heating)","TERRA IL 7 Complete","TERRA IL 7 Complete","IDM energiesysteme GmbH","MCS HP0035/81","BRE",null,"ü YES"]
["ü Eligible","ü YES","2014-04-25",null,"Air Source Heat Pump","Air to water (space heating)","TERRA IL 7 Complete 230V","TERRA IL 7 Complete 230V","IDM energiesysteme GmbH","MCS HP0035/82","BRE",null,"ü YES"]
["ü Eligible",null,"2017-11-17",null,"Air Source Heat Pump","Air to Water (space heating)","Therma V (Split type)","HU051 U43 / HN1616 NK3","LG Electronics Inc.","ECC17-11-001",null,null,"ü YES"]
["ü Eligible",null,"2017-11-17",null,"Air Source Heat Pump","Air to Water (space heating)","Therma V (Split type)","HU071 U43 / HN1616 NK3","LG Electronics Inc.","ECC17-11-002",null,null,"ü YES"]
["ü Eligible",null,"2017-11-17",null,"Air Source Heat Pump","Air to Water (space heating)","Therma V (Split type)","HU091 U43 / HN1616 NK3","LG Electronics Inc.","ECC17-11-003",null,null,"ü YES"]
["ü Eligible",null,"2017-11-17",null,"Air Source Heat Pump","Air to Water (space heating)","Therma V (Split type)","HU121 U33 / HN1616 NK3","LG Electronics Inc.","ECC17-11-004",null,null,"ü YES"]
["ü Eligible",null,"2017-11-17",null,"Air Source Heat Pump","Air to Water (space heating)","Therma V (Split type)","HU123 U33 / HN1639 NK3","LG Electronics Inc.","ECC17-11-005",null,null,"ü YES"]
["ü Eligible",null,"2017-11-17",null,"Air Source Heat Pump","Air to Water (space heating)","Therma V (Split type)","HU141 U33 / HN1616 NK3","LG Electronics Inc.","ECC17-11-006",null,null,"ü YES"]
["ü Eligible",null,"2017-11-17",null,"Air Source Heat Pump","Air to Water (space heating)","Therma V (Split type)","HU143 U33 / HN1639 NK3","LG Electronics Inc.","ECC17-11-007",null,null,"ü YES"]
["ü Eligible",null,"2017-11-17",null,"Air Source Heat Pump","Air to Water (space heating)","Therma V (Split type)","HU161 U33 / HN1616 NK3","LG Electronics Inc.","ECC17-11-008",null,null,"ü YES"]
["ü Eligible",null,"2017-11-17",null,"Air Source Heat Pump","Air to Water (space heating)","Therma V (Split type)","HU163 U33 / HN1639 NK3","LG Electronics Inc.","ECC17-11-009",null,null,"ü YES"]
["ü Eligible","ü YES","2017-10-31",null,"Air Source Heat Pump","Air to Water (space heating)","Therma V (Split type_High temp)","HU161H U32 / HN1610H NK2","LG Electronics Inc.","ECC17-10-001"]
["ü Eligible","ü YES","2016-03-11",null,"Air Source Heat Pump","Air to Water (space heating)","Therma V 16kW Heat Pump","HU161H.U32 - Therma V 16kW Heat Pump","LG Electronics UK","BBA 0096/19","BBA",null,"ü YES"]
["ü Eligible","ü YES","2014-11-13",null,"Air Source Heat Pump","Air to water (space heating)","Thermia Atria 6 SP","Thermia Atria 6 SP","Thermia Heat Pumps","MCS HP0187/19",2.9989852206970258,null,"ü YES"]
["ü Eligible","ü YES","2016-03-24",null,"Air Source Heat Pump","Air to Water (space heating)","Varimax ","Varimax 12 (PASRW040B-BP)","Earth Save Products Limited","KIWA00022/030 HP",null,null,"ü YES"]
["ü Eligible","ü YES","2016-09-30",null,"Air Source Heat Pump","Air to Water (space heating)","Varimax ","Varimax 20 (PASRW060-B-KA)","Earth Save Products Limited","KIWA00022/031 HP","KIWA",null,"ü YES"]
["ü Eligible","ü YES","2015-08-04",null,"Air Source Heat Pump","Air to Water (space heating)","Waterkotte","Basic Line Ai1 Air 5010.5A","Waterkotte GmBH","INT HP21680/1","INT",null,"ü YES"]
["ü Eligible","ü YES","2015-08-04",null,"Air Source Heat Pump","Air to Water (space heating)","Waterkotte","Basic Line BM7010","Waterkotte GmBH","INT HP21680/2","INT",null,"ü YES"]
["ü Eligible","ü YES","2015-08-04",null,"Air Source Heat Pump","Air to Water (space heating)","Waterkotte","Basic Line BS7010","Waterkotte GmBH","INT HP21680/3","INT",null,"ü YES"]
["ü Eligible","ü YES","2015-08-04",null,"Air Source Heat Pump","Air to Water (space heating)","Waterkotte","Eco Touch Ai1 Air 5018","Waterkotte GmBH","INT HP21680/4","INT",null,"ü YES"]
["ü Eligible","ü YES","2015-11-13",null,"Air Source Heat Pump","Air to Water (space heating)","Waterkotte","Eco Touch Ai1 Air 5018.5","Waterkotte","INT HP21714/1","Intertek",null,"ü YES"]
["ü Eligible","ü YES","2015-08-04",null,"Air Source Heat Pump","Air to Water (space heating)","Waterkotte","Eco Touch DA 5018 Ai","Waterkotte GmBH","INT HP21680/5","INT",null,"ü YES"]
["ü Eligible","ü YES","2015-11-13",null,"Air Source Heat Pump","Air to Water (space heating)","Waterkotte","Eco Touch DA 5018.5","Waterkotte","INT HP21714/2","Intertek",null,"ü YES"]
["ü Eligible","ü YES","2014-05-15",null,"Air Source Heat Pump","Air to Water (space heating)","WH-MDC05F3E5","WH-MDC05F3E5","Panasonic Marketing Europe GmbH","MCS HP0086/44","BRE",null,"ü YES"]
["ü Eligible","ü YES","2016-03-22",null,"Air Source Heat Pump","Air to Water (space heating)","WH-MHF09G3E5","WH-MHF09G3E5","Panasonic Marketing Europe GmbH","MCS HP0086/70",null,null,"ü YES"]
["ü Eligible","ü YES","2016-03-22",null,"Air Source Heat Pump","Air to Water (space heating)","WH-MHF12G6E5","WH-MHF12G6E5","Panasonic Marketing Europe GmbH","MCS HP0086/71",null,null,"ü YES"]
["ü Eligible","ü YES","2016-10-21",null,"Air Source Heat Pump","Air to Water (space heating)","WH-MXC16G9E8","WH-MXC16G9E8","Panasonic Marketing Europe GmbH","MCS HP0086/72","BRE",null,"ü YES"]
["ü Eligible","ü YES","2017-01-12",null,"Air Source Heat Pump","Air to Water (space heating)","WH-SDC03H3E5 + WH-UD03HE5","WH-SDC03H3E5 + WH-UD03HE5","Panasonic Marketing Europe GmbH","MCS HP0086/75","BRE",null,"ü YES"]
["ü Eligible","ü YES","2017-10-20",null,"Air Source Heat Pump","Air to Water (space heating)","WH-SDC03H3E5-1 / WH-UD03HE5-1","WH-SDC03H3E5-1 / WH-UD03HE5-1","Panasonic Marketing Europe GmbH","MCS HP0086/82",null,null,"ü YES"]
["ü Eligible","ü YES","2016-10-21",null,"Air Source Heat Pump","Air to Water (space heating)","WH-SDC05H3E5 + WH-UDO5HE5","WH-SDC05H3E5 + WH-UDO5HE5","Panasonic Marketing Europe GmbH","MCS HP0086/73","BRE",null,"ü YES"]
["ü Eligible","ü YES","2017-10-20",null,"Air Source Heat Pump","Air to Water (space heating)","WH-SDC05H3E5-1 / WH-UD05HE5-1","WH-SDC05H3E5-1 / WH-UD05HE5-1","Panasonic Marketing Europe GmbH","MCS HP0086/83",null,null,"ü YES"]
["ü Eligible","ü YES","2014-08-04",null,"Air Source Heat Pump","Air to Water (space heating)","WH-SDC07F3E5 / WH-UD07FE5","WH-SDC07F3E5 / WH-UD07FE5","Panasonic Marketing Europe GmbH","MCS HP0086/45",null,null,"ü YES"]
["ü Eligible","ü YES","2017-01-12",null,"Air Source Heat Pump","Air to Water (space heating)","WH-SDC07H3E5 + WH-UD07HE5","WH-SDC07H3E5 + WH-UD07HE5","Panasonic Marketing Europe GmbH","MCS HP0086/76","BRE",null,"ü YES"]
["ü Eligible","ü YES","2017-10-20",null,"Air Source Heat Pump","Air to Water (space heating)","WH-SDC07H3E5-1 / WH-UD07HE5-1","WH-SDC07H3E5-1 /  WH-UD07HE5-1","Panasonic Marketing Europe GmbH","MCS HP0086/84",null,null,"ü YES"]
["ü Eligible","ü YES","2014-08-04",null,"Air Source Heat Pump","Air to Water (space heating)","WH-SDC09F3E5 / WH-UD09FE5","WH-SDC09F3E5 / WH-UD09FE5","Panasonic Marketing Europe GmbH","MCS HP0086/46",null,null,"ü YES"]
["ü Eligible","ü YES","2016-10-21",null,"Air Source Heat Pump","Air to Water (space heating)","WH-SDC09H3E5 + WH-UDO9HE5","WH-SDC09H3E5 + WH-UDO9HE5","Panasonic Marketing Europe GmbH","MCS HP0086/74","BRE",null,"ü YES"]
["ü Eligible","ü YES","2017-10-20",null,"Air Source Heat Pump","Air to Water (space heating)","WH-SDC09H3E5-1 / WH-UD09HE5-1","WH-SDC09H3E5-1 / WH-UD09HE5-1","Panasonic Marketing Europe GmbH","MCS HP0086/85",null,null,"ü YES"]
["ü Eligible","ü YES","2015-02-20",null,"Air Source Heat Pump","Air to Water (space heating)","WH-SDC12F6E5 / WH-UD12FE5","WH-SDC12F6E5 / WH-UD12FE5","Panasonic Marketing Europe GmbH","MCS HP0086/53",null,null,"ü YES"]
["ü Eligible","ü YES","2015-02-20",null,"Air Source Heat Pump","Air to Water (space heating)","WH-SDC16F6E5 / WH-UD16FE5","WH-SDC16F6E5 / WH-UD16FE5","Panasonic Marketing Europe GmbH","MCS HP0086/55",null,null,"ü YES"]
["ü Eligible","ü YES","2014-10-17",null,"Air Source Heat Pump","Air to Water (space heating)","WH-SHF09F3E5 / WH-UH09FE5","WH-SHF09F3E5 / WH-UH09FE5","Panasonic Marketing Europe GmbH","MCS HP0086/47",null,null,"ü YES"]
["ü Eligible","ü YES","2014-10-17",null,"Air Source Heat Pump","Air to Water (space heating)","WH-SHF12F6E5 / WH-UH12FE5","WH-SHF12F6E5 / WH-UH12FE5","Panasonic Marketing Europe GmbH","MCS HP0086/48",null,null,"ü YES"]
["ü Eligible","ü YES","2017-11-20",null,"Air Source Heat Pump","Air to Water (space heating)","WH-SXC09H3E5 / WH-UX09HE5","WH-SXC09H3E5 / WH-UX09HE5","Panasonic Marketing Europe GmbH","MCS HP0086/86",null,null,"ü YES"]
["ü Eligible","ü YES","2017-11-20",null,"Air Source Heat Pump","Air to Water (space heating)","WH-SXC12H6E5 / WH-UX12HE5","WH-SXC12H6E5 / WH-UX12HE5","Panasonic Marketing Europe GmbH","MCS HP0086/87",null,null,"ü YES"]
["ü Eligible","ü YES","2014-05-15",null,"Air Source Heat Pump","Air to Water (space heating)","WH-SXC16F9E8 / WH-UX16FE8  ","WH-SXC16F9E8 / WH-UX16FE8  ","Panasonic Marketing Europe GmbH","MCS HP0086/43","BRE",null,"ü YES"]
["ü Eligible","ü YES","2018-01-12",null,"Air Source Heat Pump","Air to Water (space heating)","Winchester Eco Air Boiler - WIN410MOD1","Winchester Eco Air Boiler - WIN410MOD1","Global Energy Systems and Technology Ltd","MCS HP0010/05",null,null,"ü YES"]
["ü Eligible","ü YES","2017-06-29",null,"Air Source Heat Pump","Air to Water (space heating)","WPL 07 ACS classic","WPL 07 ACS classic","Stiebel Eltron UK Limited","MCS HP0046/51",null,null,"ü YES"]
["ü Eligible","ü YES","2017-06-29",null,"Air Source Heat Pump","Air to Water (space heating)","WPL 09 ACS classic","WPL 09 ACS classic","Stiebel Eltron UK Limited","MCS HP0046/52",null,null,"ü YES"]
["ü Eligible","ü YES","2012-01-16",null,"Air Source Heat Pump","Air to water (space heating)","WPL 10 ACS","WPL 10 ACS","Stiebel Eltron UK Limited","MCS HP0046/17","BRE",null,"ü YES"]
["ü Eligible","ü YES","2012-10-22",null,"Air Source Heat Pump","Air to water (space heating)","WPL 13 basic","WPL 13 basic","Stiebel Eltron UK Limited","MCS HP0046/29","BRE",null,"ü YES"]
["ü Eligible","ü YES","2010-11-24",null,"Air Source Heat Pump","Air to water (space heating)","WPL 13 E","WPL 13 E","Stiebel Eltron UK Limited","MCS HP0046/4","BRE",null,"ü YES"]
["ü Eligible","ü YES","2012-02-10",null,"Air Source Heat Pump","Air to water (space heating)","WPL 13 S basic","WPL 13 S basic","Stiebel Eltron UK Limited","MCS HP0046/18","BRE",null,"ü YES"]
["ü Eligible","ü YES","2014-03-20",null,"Air Source Heat Pump","Air to water (space heating)","WPL 15 AS","WPL 15 AS","Stiebel Eltron UK Limited","MCS HP0046/36","BRE",null,"ü YES"]
["ü Eligible","ü YES","2017-06-29",null,"Air Source Heat Pump","Air to Water (space heating)","WPL 17 ACS classic","WPL 17 ACS classic","Stiebel Eltron UK Limited","MCS HP0046/53",null,null,"ü YES"]
["ü Eligible","ü YES","2013-06-18",null,"Air Source Heat Pump","Air to water (space heating)","WPL 18 E","WPL 18 E","Stiebel Eltron UK Limited","MCS HP0046/11","BRE",null,"ü YES"]
["ü Eligible","ü YES","2012-10-22",null,"Air Source Heat Pump","Air to water (space heating)","WPL 18 S basic","WPL 18 S basic","Stiebel Eltron UK Limited","MCS HP0046/31","BRE",null,"ü YES"]
["ü Eligible","ü YES","2012-10-22",null,"Air Source Heat Pump","Air to water (space heating)","WPL 20 basic","WPL 20 basic","Stiebel Eltron UK Limited","MCS HP0046/30","BRE",null,"ü YES"]
["ü Eligible","ü YES","2010-11-24",null,"Air Source Heat Pump","Air to water (space heating)","WPL 23 Cool","WPL 23 Cool","Stiebel Eltron UK Limited","MCS HP0046/5","BRE",null,"ü YES"]
["ü Eligible","ü YES","2013-06-18",null,"Air Source Heat Pump","Air to water (space heating)","WPL 23 E","WPL 23 E","Stiebel Eltron UK Limited","MCS HP0046/12","BRE",null,"ü YES"]
["ü Eligible","ü YES","2014-03-20",null,"Air Source Heat Pump","Air to water (space heating)","WPL 25 A","WPL 25 A","Stiebel Eltron UK Limited","MCS HP0046/37","BRE",null,"ü YES"]
["ü Eligible","ü YES","2014-03-20",null,"Air Source Heat Pump","Air to water (space heating)","WPL 25 AS","WPL 25 AS","Stiebel Eltron UK Limited","MCS HP0046/38","BRE",null,"ü YES"]
["ü Eligible","û NO","2012-10-22","2017-09-06","Air Source Heat Pump","Air to water (space heating)","WPL 33 HT","WPL 33 HT","Stiebel Eltron UK Limited","MCS HP0046/26","BRE",null,"ü YES"]
["ü Eligible","û NO","2012-10-22","2017-09-06","Air Source Heat Pump","Air to water (space heating)","WPL 33 HT S","WPL 33 HT S","Stiebel Eltron UK Limited","MCS HP0046/27","BRE",null,"ü YES"]
["ü Eligible","ü YES","2014-09-25",null,"Air Source Heat Pump","Air to water (space heating)","WPL 47","WPL 47","Stiebel Eltron UK Limited","MCS HP0046/39","BRE",null,"ü YES"]
["ü Eligible","ü YES","2016-06-24",null,"Air Source Heat Pump","Air to Water (space heating)","Yutaki-M","RASM-3VNE","Hitachi Air Conditioning Products Europe S.A.U.","MCS HP0032/50","BBA",null,"ü YES"]
["ü Eligible","ü YES","2016-06-24",null,"Air Source Heat Pump","Air to Water (space heating)","Yutaki-M","RASM-4NE","Hitachi Air Conditioning Products Europe S.A.U.","MCS HP0032/51","BBA",null,"ü YES"]
["ü Eligible","ü YES","2016-06-24",null,"Air Source Heat Pump","Air to Water (space heating)","Yutaki-M","RASM-4VNE","Hitachi Air Conditioning Products Europe S.A.U.","MCS HP0032/52","BBA",null,"ü YES"]
["ü Eligible","ü YES","2016-07-01",null,"Air Source Heat Pump","Air to Water (space heating)","Yutaki-M","RASM-5NE","Hitachi Air Conditioning Products Europe S.A.U.","MCS HP0032/53","BRE",null,"ü YES"]
["ü Eligible","ü YES","2016-07-01",null,"Air Source Heat Pump","Air to Water (space heating)","Yutaki-M","RASM-5VNE","Hitachi Air Conditioning Products Europe S.A.U.","MCS HP0032/54","BRE",null,"ü YES"]
["ü Eligible","ü YES","2016-07-01",null,"Air Source Heat Pump","Air to Water (space heating)","Yutaki-M","RASM-6NE","Hitachi Air Conditioning Products Europe S.A.U.","MCS HP0032/55","BRE",null,"ü YES"]
["ü Eligible","ü YES","2016-07-01",null,"Air Source Heat Pump","Air to Water (space heating)","Yutaki-M","RASM-6VNE","Hitachi Air Conditioning Products Europe S.A.U.","MCS HP0032/56","BRE",null,"ü YES"]
["ü Eligible","ü YES","2015-06-12","2017-11-26","Air Source Heat Pump","Air to water (space heating/hot water)","AC Heating Convert AW","AC Heating Convert AW12","KUFI INT, s.r.o.","SZU 0004-02-2","SZU",null,"ü YES"]
["ü Eligible","ü YES","2015-06-12","2017-11-26","Air Source Heat Pump","Air to water (space heating/hot water)","AC Heating Convert AW","AC Heating Convert AW14","KUFI INT, s.r.o.","SZU 0004-03-3","SZU",null,"ü YES",null,null,null,null,null,null,0,0,0,0,0,0,0,0,0,0,0,0,96,"Yes",null,null,null,"Kiwa","N/A"]
["ü Eligible","ü YES","2015-06-12","2017-11-26","Air Source Heat Pump","Air to water (space heating/hot water)","AC Heating Convert AW","AC Heating Convert AW16","KUFI INT, s.r.o.","SZU 0004-04-4","SZU",null,"ü YES"]
["ü Eligible","ü YES","2015-06-12","2017-11-26","Air Source Heat Pump","Air to water (space heating/hot water)","AC Heating Convert AW","AC Heating Convert AW16-3P","KUFI INT, s.r.o.","SZU 0004-05-5","SZU",null,"ü YES"]
["ü Eligible","ü YES","2015-06-12","2017-11-26","Air Source Heat Pump","Air to water (space heating/hot water)","AC Heating Convert AW","AC Heating Convert AW19-3P","KUFI INT, s.r.o.","SZU 0004-06-6","SZU",null,"ü YES"]
["ü Eligible","ü YES","2015-06-12","2017-11-26","Air Source Heat Pump","Air to water (space heating/hot water)","AC Heating Convert AW","AC Heating Convert AW22-3P","KUFI INT, s.r.o.","SZU 0004-07-7","SZU",null,"ü YES"]
["ü Eligible","ü YES","2015-06-12","2017-11-26","Air Source Heat Pump","Air to water (space heating/hot water)","AC Heating Convert AW","AC Heating Convert AW28-3P","KUFI INT, s.r.o.","SZU 0004-08-8","SZU",null,"ü YES"]
["ü Eligible","ü YES","2015-06-12","2017-11-26","Air Source Heat Pump","Air to water (space heating/hot water)","AC Heating Convert AW","AC Heating Convert AW9","KUFI INT, s.r.o.","SZU 0004-01-1","SZU",null,"ü YES"]
["ü Eligible","ü YES","2015-07-24",null,"Air Source Heat Pump","Air to water (space heating/hot water)","AE050JXYDEH/EU","AE050JXYDEH/EU","Samsung Electronics EHQ","MCS HP0227/01","BRE",null,"ü YES"]
["ü Eligible","ü YES","2015-07-24",null,"Air Source Heat Pump","Air to water (space heating/hot water)","AE090JXYDEH/EU","AE090JXYDEH/EU","Samsung Electronics EHQ","MCS HP0227/02","BRE",null,"ü YES"]
["ü Eligible","ü YES","2015-09-25",null,"Air Source Heat Pump","Air to water (space heating/hot water)","AE090JXYDGH/EU","AE090JXYDGH/EU","Samsung Electronics EHQ","MCS HP0227/06","BRE",null,"ü YES"]
["ü Eligible","ü YES","2015-07-24",null,"Air Source Heat Pump","Air to water (space heating/hot water)","AE120JXYDEH/EU","AE120JXYDEH/EU","Samsung Electronics EHQ","MCS HP0227/03","BRE",null,"ü YES"]
["ü Eligible","ü YES","2015-09-25",null,"Air Source Heat Pump","Air to water (space heating/hot water)","AE120JXYDGH/EU","AE120JXYDGH/EU","Samsung Electronics EHQ","MCS HP0227/07","BRE",null,"ü YES"]
["ü Eligible","ü YES","2015-07-24",null,"Air Source Heat Pump","Air to water (space heating/hot water)","AE140JXYDEH/EU","AE160JXYDEH/EU","Samsung Electronics EHQ","MCS HP0227/04","BRE",null,"ü YES",null,null,null,null,null,null,null,null,null,null,null,null,null,null,null,null,null,null,null,"Yes",null,null,null,"BRE","YES"]
["ü Eligible","ü YES","2015-09-25",null,"Air Source Heat Pump","Air to water (space heating/hot water)","AE140JXYDGH/EU","AE140JXYDGH/EU","Samsung Electronics EHQ","MCS HP0227/08","BRE",null,"ü YES"]
["ü Eligible","ü YES","2015-09-25",null,"Air Source Heat Pump","Air to water (space heating/hot water)","AE160JXYDEH/EU","AE160JXYDEH/EU","Samsung Electronics EHQ","MCS HP0227/05","BRE",null,"ü YES"]
["ü Eligible","ü YES","2015-09-25",null,"Air Source Heat Pump","Air to water (space heating/hot water)","AE160JXYDGH/EU","AE160JXYDGH/EU","Samsung Electronics EHQ","MCS HP0227/09","BRE",null,"ü YES"]
["ü Eligible","ü YES","2016-03-24",null,"Air Source Heat Pump","Air to water (space heating/hot water)","aroTHERM","aroTHERM VWL 115/2 A 230V","Vaillant Group UK Ltd","KIWA 00016/007 HP",null,null,"ü YES"]
["ü Eligible","ü YES","2016-03-24",null,"Air Source Heat Pump","Air to water (space heating/hot water)","aroTHERM","aroTHERM VWL 155/2 A 230V","Vaillant Group UK Ltd","KIWA 00016/008 HP",null,null,"ü YES"]
["ü Eligible","ü YES","2016-03-24","2017-04-14","Air Source Heat Pump","Air to water (space heating/hot water)","aroTHERM","aroTHERM VWL 55/2 A 230V","Vaillant Group UK Ltd","KIWA 00016/005 HP","KIWA",null,"ü YES"]
["ü Eligible","ü YES","2016-10-14",null,"Air Source Heat Pump","Air to Water (space heating/hot water)","aroTHERM","aroTHERM VWL 55/3 A 230V","Vaillant Group UK Ltd","KIWA 00016/009 HP","KIWA",null,"ü YES"]
["ü Eligible","ü YES","2016-03-24","2017-04-14","Air Source Heat Pump","Air to water (space heating/hot water)","aroTHERM","aroTHERM VWL 85/2 A 230V","Vaillant Group UK Ltd","KIWA 00016/006 HP",null,null,"ü YES"]
["ü Eligible","ü YES","2016-10-14",null,"Air Source Heat Pump","Air to Water (space heating/hot water)","aroTHERM","aroTHERM VWL 85/3 A 230V","Vaillant Group UK Ltd","KIWA 00016/010 HP","KIWA",null,"ü YES"]
["ü Eligible","ü YES","2015-03-12",null,"Air Source Heat Pump","Air to water (space heating/hot water)","CTC EcoAir 415 (3 phase)","CTC EcoAir 415 (3 phase)","CTC Division, Enertech Limited","MCS HP0023/53","BRE",null,"ü YES"]
["ü Eligible","ü YES","2015-03-12",null,"Air Source Heat Pump","Air to water (space heating/hot water)","CTC EcoAir 420 (3 phase)","CTC EcoAir 420 (3 phase)","CTC Division, Enertech Limited","MCS HP0023/54","BRE",null,"ü YES"]
["ü Eligible","ü YES","2015-06-12",null,"Air Source Heat Pump","Air to water (space heating/hot water)","Daikin Altherma EVLQ05CAV3 – EHYHBH05AAV3U","Daikin Altherma EVLQ05CAV3 – EHYHBH05AAV3U","Daikin Europe N.V.","MCS HP0006/265","BRE",null,"ü YES"]
["ü Eligible","ü YES","2015-06-12",null,"Air Source Heat Pump","Air to water (space heating/hot water)","Daikin Altherma EVLQ08CAV3 – EHYHBH08AAV3U","Daikin Altherma EVLQ08CAV3 – EHYHBH08AAV3U","Daikin Europe N.V.","MCS HP0006/266","BRE",null,"ü YES"]
["ü Eligible","ü YES","2015-08-28",null,"Air Source Heat Pump","Air to water (space heating/hot water)","Ecodan","PUHZ-HW140VHA","Mitsubishi Electric Europe B.V. trading as Mitsubishi Electric Europe UK","MCS HP0002/30",3.75,null,"ü YES"]
["ü Eligible","ü YES","2015-08-28",null,"Air Source Heat Pump","Air to water (space heating/hot water)","Ecodan","PUHZ-W50VHA","Mitsubishi Electric Europe B.V. trading as Mitsubishi Electric Europe UK","MCS HP0002/24",3.89,null,"ü YES"]
["ü Eligible","ü YES","2008-10-16",null,"Air Source Heat Pump","Air to water (space heating/hot water)","Ecodan","PUHZ-W50VHA-BS","Mitsubishi Electric Europe B.V. trading as Mitsubishi Electric Europe UK","MCS HP0002/03",3.89,null,"ü YES"]
["ü Eligible","ü YES","2008-09-12",null,"Air Source Heat Pump","Air to water (space heating/hot water)","Ecodan","PUHZ-W85VHA-BS","Mitsubishi Electric Europe B.V. trading as Mitsubishi Electric Europe UK","MCS HP0002/01",3.87,null,"ü YES"]
["ü Eligible","ü YES","2016-02-05",null,"Air Source Heat Pump","Air to water (space heating/hot water)","Ecodan","QUHZ-W40VA","Mitsubishi Electric Europe B.V. trading as Mitsubishi Electric Europe UK","MCS HP0002/40",3.5278921152747671,null,"ü YES"]
["ü Eligible","ü YES","2016-02-05",null,"Air Source Heat Pump","Air to water (space heating/hot water)","Ecodan","QUHZ-W40VA-BS","Mitsubishi Electric Europe B.V. trading as Mitsubishi Electric Europe UK","MCS HP0002/39",3.5278921152747671,null,"ü YES"]
["ü Eligible","ü YES","2014-03-14",null,"Air Source Heat Pump","Air to water (space heating/hot water)","ELW Air to Water units ","ELW 8kW","OCHSNER Warmepumpen","BBA 0037/14","BBA",null,"ü YES"]
["ü Eligible","ü YES","2016-03-24","2017-12-16","Air Source Heat Pump","Air to water (space heating/hot water)","Envirosorb3","Envirosorb3 11KW","Glow-Worm","KIWA 00018/006 HP",null,null,"ü YES"]
["ü Eligible","ü YES","2016-03-24","2017-12-16","Air Source Heat Pump","Air to water (space heating/hot water)","Envirosorb3","Envirosorb3 15KW","Glow-Worm","KIWA 00018/008 HP",null,null,"ü YES"]
["ü Eligible","ü YES","2016-03-24","2017-12-16","Air Source Heat Pump","Air to water (space heating/hot water)","Envirosorb3","Envirosorb3 5KW","Glow-Worm","KIWA 00018/007 HP",null,null,"ü YES"]
["ü Eligible","ü YES","2016-03-24","2017-12-16","Air Source Heat Pump","Air to water (space heating/hot water)","Envirosorb3","Envirosorb3 8KW","Glow-Worm","KIWA 00018/005 HP",null,null,"ü YES"]
["ü Eligible","ü YES","2013-07-01",null,"Air Source Heat Pump","Air to water (space heating/hot water)","F2040-12","F2040-12","NIBE Energy Systems Limited","MCS HP0003/39",null,null,"ü YES"]
["ü Eligible","ü YES","2013-07-01",null,"Air Source Heat Pump","Air to water (space heating/hot water)","F2040-16","F2040-16","NIBE Energy Systems Limited","MCS HP0003/40",null,null,"ü YES"]
["ü Eligible","ü YES","2013-07-01",null,"Air Source Heat Pump","Air to water (space heating/hot water)","F2040-8","F2040-8","NIBE Energy Systems Limited","MCS HP0003/38",null,null,"ü YES"]
["ü Eligible","ü YES","2010-09-17",null,"Air Source Heat Pump","Air to water (space heating/hot water)","GMLW Air to Water units ","GMLW 14 plus","OCHSNER Warmepumpen","BBA 0037/06","BBA",null,"ü YES"]
["ü Eligible","ü YES","2010-09-17",null,"Air Source Heat Pump","Air to water (space heating/hot water)","GMLW Air to Water units ","GMLW 19 plus","OCHSNER Warmepumpen","BBA 0037/07","BBA",null,"ü YES"]
["ü Eligible","ü YES","2010-09-17",null,"Air Source Heat Pump","Air to water (space heating/hot water)","GMLW Air to Water units ","GMLW 25 plus","OCHSNER Warmepumpen","BBA 0037/08","BBA",null,"ü YES"]
["ü Eligible","ü YES","2014-03-14",null,"Air Source Heat Pump","Air to water (space heating/hot water)","GMLW Air to Water units ","GMLW35 plus","OCHSNER Warmepumpen","BBA 0037/13","BBA",null,"ü YES"]
["ü Eligible","ü YES","2016-06-10",null,"Air Source Heat Pump","Air to water (space heating/hot water)","Grant Aerona 3 Heat Pumps","HPID10","Grant Engineering (IRE) Ltd","BBA 0185/02","BBA",null,"ü YES"]
["ü Eligible","ü YES","2016-03-18",null,"Air Source Heat Pump","Air to water (space heating/hot water)","Grant Aerona 3 Heat Pumps","HPID10","Grant Engineering (UK) Ltd","BBA 0009/12","BBA",null,"ü YES"]
["ü Eligible","ü YES","2016-06-10",null,"Air Source Heat Pump","Air to water (space heating/hot water)","Grant Aerona 3 Heat Pumps","HPID16","Grant Engineering (IRE) Ltd","BBA 0185/03","BBA",null,"ü YES"]
["ü Eligible","ü YES","2016-03-18",null,"Air Source Heat Pump","Air to water (space heating/hot water)","Grant Aerona 3 Heat Pumps","HPID16","Grant Engineering (UK) Ltd","BBA 0009/13","BBA",null,"ü YES"]
["ü Eligible","ü YES","2016-06-10",null,"Air Source Heat Pump","Air to water (space heating/hot water)","Grant Aerona 3 Heat Pumps","HPID6","Grant Engineering (IRE) Ltd","BBA 0185/01","BBA",null,"ü YES"]
["ü Eligible","ü YES","2016-03-18",null,"Air Source Heat Pump","Air to water (space heating/hot water)","Grant Aerona 3 Heat Pumps","HPID6","Grant Engineering (UK) Ltd","BBA 0009/11","BBA",null,"ü YES"]
["ü Eligible","ü YES","2015-04-10",null,"Air Source Heat Pump","Air to water (space heating/hot water)","Heliotherm Air Source Heat Pump","HP06L-K-BC","Heliotherm Wärmepumpentechnik Ges.m.b.H","BBA 0136/12","BBA",null,"ü YES"]
["ü Eligible","ü YES","2015-04-10",null,"Air Source Heat Pump","Air to water (space heating/hot water)","Heliotherm Air Source Heat Pump","HP08L-K-BC","Heliotherm Wärmepumpentechnik Ges.m.b.H","BBA 0136/13","BBA",null,"ü YES"]
["ü Eligible","ü YES","2015-04-10",null,"Air Source Heat Pump","Air to water (space heating/hot water)","Heliotherm Air Source Heat Pump","HP10L-K-BC","Heliotherm Wärmepumpentechnik Ges.m.b.H","BBA 0136/14","BBA",null,"ü YES"]
["ü Eligible","ü YES","2015-04-10",null,"Air Source Heat Pump","Air to water (space heating/hot water)","Heliotherm Air Source Heat Pump","HP12L-K-BC","Heliotherm Wärmepumpentechnik Ges.m.b.H","BBA 0136/15","BBA",null,"ü YES"]
["ü Eligible","ü YES","2016-04-15",null,"Air Source Heat Pump","Air to Water (space heating/hot water)","Husky Intelligent i11","Husky Intelligent i11","Husky Heat Pumps","MCS HP0058/07","BRE",null,"ü YES"]
["ü Eligible","ü YES","2016-04-15",null,"Air Source Heat Pump","Air to Water (space heating/hot water)","Husky Intelligent i16","Husky Intelligent i16","Husky Heat Pumps","MCS HP0058/08","BRE",null,"ü YES"]
["ü Eligible","ü YES","2016-04-15",null,"Air Source Heat Pump","Air to Water (space heating/hot water)","Husky Intelligent i8","Husky Intelligent i8","Husky Heat Pumps","MCS HP0058/06","BRE",null,"ü YES"]
["ü Eligible","ü YES","2015-07-10",null,"Air Source Heat Pump","Air to water (space heating/hot water)","IVT AirX 130 / Airbox E9 130-170 (three phase)","IVT AirX 130 / Airbox E9 130-170 (three phase)","Bosch Thermoteknik AB (IVT Värmepumpar)","MCS HP0016/47","BRE",null,"ü YES"]
["ü Eligible","ü YES","2015-07-10",null,"Air Source Heat Pump","Air to water (space heating/hot water)","IVT AirX 130 / AirModule E15 (three phase)","IVT AirX 130 / AirModule E15 (three phase)","Bosch Thermoteknik AB (IVT Värmepumpar)","MCS HP0016/42","BRE",null,"ü YES"]
["ü Eligible","ü YES","2015-07-10",null,"Air Source Heat Pump","Air to water (space heating/hot water)","IVT AirX 170 / Airbox E9 130-170 (three phase)","IVT AirX 170 / Airbox E9 130-170 (three phase)","Bosch Thermoteknik AB (IVT Värmepumpar)","MCS HP0016/48","BRE",null,"ü YES"]
["ü Eligible","ü YES","2015-07-10",null,"Air Source Heat Pump","Air to water (space heating/hot water)","IVT AirX 170 / AirModule E15 (three phase)","IVT AirX 170 / AirModule E15 (three phase)","Bosch Thermoteknik AB (IVT Värmepumpar)","MCS HP0016/43","BRE",null,"ü YES"]
["ü Eligible","ü YES","2015-07-10",null,"Air Source Heat Pump","Air to water (space heating/hot water)","IVT AirX 50 / AirBox E9 50-90 (one phase)","IVT AirX 50 / AirBox E9 50-90 (one phase)","Bosch Thermoteknik AB (IVT Värmepumpar)","MCS HP0016/44","BRE",null,"ü YES"]
["ü Eligible","ü YES","2015-07-10",null,"Air Source Heat Pump","Air to water (space heating/hot water)","IVT AirX 50 / AirModule E9 (one phase)","IVT AirX 50 / AirModule E9 (one phase)","Bosch Thermoteknik AB (IVT Värmepumpar)","MCS HP0016/39","BRE",null,"ü YES"]
["ü Eligible","ü YES","2015-07-10",null,"Air Source Heat Pump","Air to water (space heating/hot water)","IVT AirX 70 / AirBox E9 50-90 (one phase)","IVT AirX 70 / AirBox E9 50-90 (one phase)","Bosch Thermoteknik AB (IVT Värmepumpar)","MCS HP0016/45","BRE",null,"ü YES"]
["ü Eligible","ü YES","2015-07-10",null,"Air Source Heat Pump","Air to water (space heating/hot water)","IVT AirX 70 / AirModule E9 (one phase)","IVT AirX 70 / AirModule E9 (one phase)","Bosch Thermoteknik AB (IVT Värmepumpar)","MCS HP0016/40","BRE",null,"ü YES"]
["ü Eligible","ü YES","2015-07-10",null,"Air Source Heat Pump","Air to water (space heating/hot water)","IVT AirX 90 / AirBox E9 50-90 (one phase)","IVT AirX 90 / AirBox E9 50-90 (one phase)","Bosch Thermoteknik AB (IVT Värmepumpar)","MCS HP0016/46","BRE",null,"ü YES"]
["ü Eligible","ü YES","2015-07-10",null,"Air Source Heat Pump","Air to water (space heating/hot water)","IVT AirX 90 / AirModule E9 (one phase)","IVT AirX 90 / AirModule E9 (one phase)","Bosch Thermoteknik AB (IVT Värmepumpar)","MCS HP0016/41","BRE",null,"ü YES"]
["ü Eligible","ü YES","2015-02-27","2017-08-03","Air Source Heat Pump","Air to water (space heating/hot water)","LC Pumps","LCM-17","Lailey and Coates Ltd","BBA 0137/07","BBA",null,"ü YES"]
["ü Eligible","ü YES","2017-01-06",null,"Air Source Heat Pump","Air to water (space heating/hot water)","LT Floor standing","ERLQ004CAV3 – EHVH04SU18CB6W","Daikin Europe N. V. ","MCS HP0006/279","BRE",null,"ü YES"]
["ü Eligible","ü YES","2017-01-06",null,"Air Source Heat Pump","Air to water (space heating/hot water)","LT Floor standing","ERLQ006CAV3 – EHVH08SU18CB6W","Daikin Europe N. V. ","MCS HP0006/280","BRE",null,"ü YES"]
["ü Eligible","ü YES","2017-01-06",null,"Air Source Heat Pump","Air to water (space heating/hot water)","LT Floor standing","ERLQ006CAV3 – EHVH08SU26CB6W","Daikin Europe N. V. ","MCS HP0006/281","BRE",null,"ü YES"]
["ü Eligible","ü YES","2017-01-06",null,"Air Source Heat Pump","Air to water (space heating/hot water)","LT Floor standing","ERLQ008CAV3 – EHVH08SU18CB6W","Daikin Europe N. V. ","MCS HP0006/282","BRE",null,"ü YES"]
["ü Eligible","ü YES","2017-01-06",null,"Air Source Heat Pump","Air to water (space heating/hot water)","LT Floor standing","ERLQ008CAV3 – EHVH08SU26CB6W","Daikin Europe N. V. ","MCS HP0006/283","BRE",null,"ü YES"]
["ü Eligible","ü YES","2017-01-06",null,"Air Source Heat Pump","Air to water (space heating/hot water)","LT Floor standing","ERLQ011CAV3 – EHVH11SU26CB6W","Daikin Europe N. V. ","MCS HP0006/284","BRE",null,"ü YES"]
["ü Eligible","ü YES","2017-01-06",null,"Air Source Heat Pump","Air to water (space heating/hot water)","LT Floor standing","ERLQ014CAV3 – EHVH16SU26CB6W","Daikin Europe N. V. ","MCS HP0006/285","BRE",null,"ü YES"]
["ü Eligible","ü YES","2017-01-06",null,"Air Source Heat Pump","Air to water (space heating/hot water)","LT Floor standing","ERLQ016CAV3 – EHVH16SU26CB6W","Daikin Europe N. V. ","MCS HP0006/286","BRE",null,"ü YES"]
["ü Eligible","ü YES","2010-08-20",null,"Air Source Heat Pump","Air to water (space heating/hot water)","MasterTherm BOXAIR single phase Heat Pumps","AQ37Z1","Thermal Earth Ltd","BBA 0034/50","BBA",null,"ü YES"]
["ü Eligible","ü YES","2012-02-29",null,"Air Source Heat Pump","Air to water (space heating/hot water)","NIBE F2300-14","NIBE F2300-14","NIBE Energy Systems Limited","MCS HP0003/30",null,null,"ü YES"]
["ü Eligible","ü YES","2012-02-29",null,"Air Source Heat Pump","Air to water (space heating/hot water)","NIBE F2300-20","NIBE F2300-20","NIBE Energy Systems Limited","MCS HP0003/31",null,null,"ü YES"]
["ü Eligible","ü YES","2018-01-12",null,"Air Source Heat Pump","Air to Water (space heating/hot water)","Oxford Eco Air Boiler - OXFR410MOD1","Oxford Eco Air Boiler - OXFR410MOD1","Global Energy Systems and Technology Ltd","MCS HP0010/06",null,null,"ü YES"]
["ü Eligible","ü YES","2016-12-23",null,"Air Source Heat Pump","Air to water (space heating/hot water)","PicoEnergy Air to Water Heat Pumps","\n10kW  — L10Eu","PicoEnergy GmbH & Co.","BBA 0189/04","BBA",null,"ü YES"]
["ü Eligible","ü YES","2016-12-23",null,"Air Source Heat Pump","Air to water (space heating/hot water)","PicoEnergy Air to Water Heat Pumps","\n10kW  – L10EuC-n230","PicoEnergy GmbH & Co.","BBA 0189/09","BBA",null,"ü YES"]
["ü Eligible","ü YES","2016-12-23",null,"Air Source Heat Pump","Air to water (space heating/hot water)","PicoEnergy Air to Water Heat Pumps","\n18kW  — L18Eu","PicoEnergy GmbH & Co.","BBA 0189/06","BBA",null,"ü YES"]
["ü Eligible","ü YES","2016-12-23",null,"Air Source Heat Pump","Air to water (space heating/hot water)","PicoEnergy Air to Water Heat Pumps","\n6kW  — L6Eu","PicoEnergy GmbH & Co.","BBA 0189/01","BBA",null,"ü YES"]
["ü Eligible","ü YES","2016-12-23",null,"Air Source Heat Pump","Air to water (space heating/hot water)","PicoEnergy Air to Water Heat Pumps","\n8kW  — L8Eu","PicoEnergy GmbH & Co.","BBA 0189/03","BBA",null,"ü YES"]
["ü Eligible","ü YES","2016-12-23",null,"Air Source Heat Pump","Air to water (space heating/hot water)","PicoEnergy Air to Water Heat Pumps","\n8kW  – L8EuC-n230","PicoEnergy GmbH & Co.","BBA 0189/08","BBA",null,"ü YES"]
["ü Eligible","ü YES","2016-12-23",null,"Air Source Heat Pump","Air to water (space heating/hot water)","PicoEnergy Air to Water Heat Pumps","10kW - L10EuC 230V","PicoEnergy GmbH & Co.","BBA 0189/13","BBA",null,"ü YES"]
["ü Eligible","ü YES","2016-12-23",null,"Air Source Heat Pump","Air to water (space heating/hot water)","PicoEnergy Air to Water Heat Pumps","14kW  — L14Eu","PicoEnergy GmbH & Co.","BBA 0189/05","BBA",null,"ü YES"]
["ü Eligible","ü YES","2016-12-23",null,"Air Source Heat Pump","Air to water (space heating/hot water)","PicoEnergy Air to Water Heat Pumps","14kW  – L14EuC-n230","PicoEnergy GmbH & Co.","BBA 0189/10","BBA",null,"ü YES"]
["ü Eligible","ü YES","2016-12-23",null,"Air Source Heat Pump","Air to water (space heating/hot water)","PicoEnergy Air to Water Heat Pumps","14kW - L14EuC 230V","PicoEnergy GmbH & Co.","BBA 0189/14","BBA",null,"ü YES"]
["ü Eligible","ü YES","2016-12-23",null,"Air Source Heat Pump","Air to water (space heating/hot water)","PicoEnergy Air to Water Heat Pumps","20kW— L20Eu","PicoEnergy GmbH & Co.","BBA 0189/07","BBA",null,"ü YES"]
["ü Eligible","ü YES","2016-12-23",null,"Air Source Heat Pump","Air to water (space heating/hot water)","PicoEnergy Air to Water Heat Pumps","6kW - L6EuC 230V","PicoEnergy GmbH & Co.","BBA 0189/11","BBA",null,"ü YES"]
["ü Eligible","ü YES","2016-12-23",null,"Air Source Heat Pump","Air to water (space heating/hot water)","PicoEnergy Air to Water Heat Pumps","6kW S – L6EuC-n230","PicoEnergy GmbH & Co.","BBA 0189/02","BBA",null,"ü YES"]
["ü Eligible","ü YES","2016-12-23",null,"Air Source Heat Pump","Air to water (space heating/hot water)","PicoEnergy Air to Water Heat Pumps","8kW - L8EuC 230V","PicoEnergy GmbH & Co.","BBA 0189/12","BBA",null,"ü YES"]
["ü Eligible","ü YES","2016-06-24",null,"Air Source Heat Pump","Air to Water (space heating/hot water)","RWD-2.5NWE -200S-K / RAS-2.5WHVNPE","RWD-2.5NWE -200S-K / RAS-2.5WHVNPE","Hitachi Air Conditioning Products Europe S.A.U.","MCS HP0032/76","BBA",null,"ü YES"]
["ü Eligible","ü YES","2016-06-24",null,"Air Source Heat Pump","Air to Water (space heating/hot water)","RWD-2.5NWE -260S-K / RAS-2.5WHVNPE","RWD-2.5NWE -260S-K / RAS-2.5WHVNPE","Hitachi Air Conditioning Products Europe S.A.U.","MCS HP0032/77","BBA",null,"ü YES"]
["ü Eligible","ü YES","2015-08-07",null,"Air Source Heat Pump","Air to water (space heating/hot water)","RWD-2HFSNWE-200S / RAS-2.0HVRN2","RWD-2HFSNWE-200S / RAS-2.0HVRN2","Hitachi Air Conditioning Products Europe S.A.U.","MCS HP0032/40","BRE",null,"ü YES"]
["ü Eligible","ü YES","2015-08-07",null,"Air Source Heat Pump","Air to water (space heating/hot water)","RWD-2HFSNWE-260S / RAS-2.0HVRN2","RWD-2HFSNWE-260S / RAS-2.0HVRN2","Hitachi Air Conditioning Products Europe S.A.U.","MCS HP0032/41","BRE",null,"ü YES"]
["ü Eligible","ü YES","2016-06-24",null,"Air Source Heat Pump","Air to Water (space heating/hot water)","RWD-2NWE-200S-K / RAS-2WHVNPE","RWD-2NWE-200S-K / RAS-2WHVNPE","Hitachi Air Conditioning Products Europe S.A.U.","MCS HP0032/74","BBA",null,"ü YES"]
["ü Eligible","ü YES","2016-06-24",null,"Air Source Heat Pump","Air to Water (space heating/hot water)","RWD-2NWE-260S-K / RAS-2WHVNPE","RWD-2NWE-260S-K / RAS-2WHVNPE","Hitachi Air Conditioning Products Europe S.A.U.","MCS HP0032/75","BBA",null,"ü YES"]
["ü Eligible","ü YES","2015-08-07",null,"Air Source Heat Pump","Air to water (space heating/hot water)","RWD-3HFSNWE-200S / RAS-3.0HVRNME-AF ","RWD-3HFSNWE-200S / RAS-3.0HVRNME-AF ","Hitachi Air Conditioning Products Europe S.A.U.","MCS HP0032/42","BRE",null,"ü YES"]
["ü Eligible","ü YES","2015-08-07",null,"Air Source Heat Pump","Air to water (space heating/hot water)","RWD-3HFSNWE-260S / RAS-3.0HVRNME-AF","RWD-3HFSNWE-260S / RAS-3.0HVRNME-AF","Hitachi Air Conditioning Products Europe S.A.U.","MCS HP0032/43","BRE",null,"ü YES"]
["ü Eligible","ü YES","2016-06-24",null,"Air Source Heat Pump","Air to Water (space heating/hot water)","RWD-3NWE-200S-K / RAS-3WHVNPE","RWD-3NWE-200S-K / RAS-3WHVNPE","Hitachi Air Conditioning Products Europe S.A.U.","MCS HP0032/78","BBA",null,"ü YES"]
["ü Eligible","ü YES","2016-06-24",null,"Air Source Heat Pump","Air to Water (space heating/hot water)","RWD-3NWE-260S-K / RAS-3WHVNPE","RWD-3NWE-260S-K / RAS-3WHVNPE","Hitachi Air Conditioning Products Europe S.A.U.","MCS HP0032/79","BBA",null,"ü YES"]
["ü Eligible","ü YES","2015-08-07",null,"Air Source Heat Pump","Air to water (space heating/hot water)","RWD-4HFSNWE-200S / RAS-4.0HVRNME-AF ","RWD-4HFSNWE-200S / RAS-4.0HVRNME-AF ","Hitachi Air Conditioning Products Europe S.A.U.","MCS HP0032/44","BRE",null,"ü YES"]
["ü Eligible","ü YES","2015-08-07",null,"Air Source Heat Pump","Air to water (space heating/hot water)","RWD-4HFSNWE-260S / RAS-4.0HVRNME-AF ","RWD-4HFSNWE-260S / RAS-4.0HVRNME-AF ","Hitachi Air Conditioning Products Europe S.A.U.","MCS HP0032/45","BRE",null,"ü YES"]
["ü Eligible","ü YES","2016-06-24",null,"Air Source Heat Pump","Air to Water (space heating/hot water)","RWD-4NWE-200S-K / RAS-4WHNPE","RWD-4NWE-200S-K / RAS-4WHNPE","Hitachi Air Conditioning Products Europe S.A.U.","MCS HP0032/81","BBA",null,"ü YES"]
["ü Eligible","ü YES","2016-06-24",null,"Air Source Heat Pump","Air to Water (space heating/hot water)","RWD-4NWE-200S-K / RAS-4WHVNPE","RWD-4NWE-200S-K / RAS-4WHVNPE","Hitachi Air Conditioning Products Europe S.A.U.","MCS HP0032/80","BBA",null,"ü YES"]
["ü Eligible","ü YES","2016-06-24",null,"Air Source Heat Pump","Air to Water (space heating/hot water)","RWD-4NWE-260S-K / RAS-4WHNPE","RWD-4NWE-260S-K / RAS-4WHNPE","Hitachi Air Conditioning Products Europe S.A.U.","MCS HP0032/83","BBA",null,"ü YES"]
["ü Eligible","ü YES","2016-06-24",null,"Air Source Heat Pump","Air to Water (space heating/hot water)","RWD-4NWE-260S-K / RAS-4WHVNPE","RWD-4NWE-260S-K / RAS-4WHVNPE","Hitachi Air Conditioning Products Europe S.A.U.","MCS HP0032/82","BBA",null,"ü YES"]
["ü Eligible","ü YES","2015-08-07",null,"Air Source Heat Pump","Air to water (space heating/hot water)","RWD-5HFSNWE-200S / RAS-5.0HVRNME-AF ","RWD-5HFSNWE-200S / RAS-5.0HVRNME-AF ","Hitachi Air Conditioning Products Europe S.A.U.","MCS HP0032/46","BRE",null,"ü YES"]
["ü Eligible","ü YES","2015-08-07",null,"Air Source Heat Pump","Air to water (space heating/hot water)","RWD-5HFSNWE-260S / RAS-5.0HVRNME-AF ","RWD-5HFSNWE-260S / RAS-5.0HVRNME-AF ","Hitachi Air Conditioning Products Europe S.A.U.","MCS HP0032/47","BRE",null,"ü YES"]
["ü Eligible","ü YES","2016-06-24",null,"Air Source Heat Pump","Air to Water (space heating/hot water)","RWD-5NWE-200S-K / RAS-5WHNPE","RWD-5NWE-200S-K / RAS-5WHNPE","Hitachi Air Conditioning Products Europe S.A.U.","MCS HP0032/85","BBA",null,"ü YES"]
["ü Eligible","ü YES","2016-06-24",null,"Air Source Heat Pump","Air to Water (space heating/hot water)","RWD-5NWE-200S-K / RAS-5WHVNPE","RWD-5NWE-200S-K / RAS-5WHVNPE","Hitachi Air Conditioning Products Europe S.A.U.","MCS HP0032/84","BBA",null,"ü YES"]
["ü Eligible","ü YES","2016-06-24",null,"Air Source Heat Pump","Air to Water (space heating/hot water)","RWD-5NWE-260S-K / RAS-5WHNPE","RWD-5NWE-260S-K / RAS-5WHNPE","Hitachi Air Conditioning Products Europe S.A.U.","MCS HP0032/87","BBA",null,"ü YES"]
["ü Eligible","ü YES","2016-06-24",null,"Air Source Heat Pump","Air to Water (space heating/hot water)","RWD-5NWE-260S-K / RAS-5WHVNPE","RWD-5NWE-260S-K / RAS-5WHVNPE","Hitachi Air Conditioning Products Europe S.A.U.","MCS HP0032/86","BBA",null,"ü YES"]
["ü Eligible","ü YES","2015-08-07",null,"Air Source Heat Pump","Air to water (space heating/hot water)","RWD-6HFSNWE-200S / RAS- 6.0HVRNME-AF","RWD-6HFSNWE-200S / RAS- 6.0HVRNME-AF","Hitachi Air Conditioning Products Europe S.A.U.","MCS HP0032/48","BRE",null,"ü YES"]
["ü Eligible","ü YES","2015-08-07",null,"Air Source Heat Pump","Air to water (space heating/hot water)","RWD-6HFSNWE-260S / RAS- 6.0HVRNME-AF  ","RWD-6HFSNWE-260S / RAS- 6.0HVRNME-AF  ","Hitachi Air Conditioning Products Europe S.A.U.","MCS HP0032/49","BRE",null,"ü YES"]
["ü Eligible","ü YES","2016-06-24",null,"Air Source Heat Pump","Air to Water (space heating/hot water)","RWD-6NWE-200S-K / RAS-6WHNPE","RWD-6NWE-200S-K / RAS-6WHNPE","Hitachi Air Conditioning Products Europe S.A.U.","MCS HP0032/89","BBA",null,"ü YES"]
["ü Eligible","ü YES","2016-06-24",null,"Air Source Heat Pump","Air to Water (space heating/hot water)","RWD-6NWE-200S-K / RAS-6WHVNPE","RWD-6NWE-200S-K / RAS-6WHVNPE","Hitachi Air Conditioning Products Europe S.A.U.","MCS HP0032/88","BBA",null,"ü YES"]
["ü Eligible","ü YES","2016-06-24",null,"Air Source Heat Pump","Air to Water (space heating/hot water)","RWD-6NWE-260S-K / RAS-6WHNPE","RWD-6NWE-260S-K / RAS-6WHNPE","Hitachi Air Conditioning Products Europe S.A.U.","MCS HP0032/91","BBA",null,"ü YES"]
["ü Eligible","ü YES","2016-06-24",null,"Air Source Heat Pump","Air to Water (space heating/hot water)","RWD-6NWE-260S-K / RAS-6WHVNPE","RWD-6NWE-260S-K / RAS-6WHVNPE","Hitachi Air Conditioning Products Europe S.A.U.","MCS HP0032/90","BBA",null,"ü YES"]
["ü Eligible","ü YES","2016-04-15",null,"Air Source Heat Pump","Air to water (space heating/hot water)","Therma V Heat Pump Split Unit","HU051 U42 ","LG Electronics UK","BBA 0096/20","BBA",null,"ü YES"]
["ü Eligible","ü YES","2016-04-15",null,"Air Source Heat Pump","Air to water (space heating/hot water)","Therma V Heat Pump Split Unit","HU071 U42 ","LG Electronics UK","BBA 0096/21","BBA",null,"ü YES"]
["ü Eligible","ü YES","2016-04-15",null,"Air Source Heat Pump","Air to water (space heating/hot water)","Therma V Heat Pump Split Unit","HU091 U42 ","LG Electronics UK","BBA 0096/22","BBA",null,"ü YES"]
["ü Eligible","ü YES","2016-04-15",null,"Air Source Heat Pump","Air to water (space heating/hot water)","Therma V Heat Pump Split Unit","HU121 U32 ","LG Electronics UK","BBA 0096/23","BBA",null,"ü YES"]
["ü Eligible","ü YES","2016-04-15",null,"Air Source Heat Pump","Air to water (space heating/hot water)","Therma V Heat Pump Split Unit","HU123 U32 ","LG Electronics UK","BBA 0096/26","BBA",null,"ü YES"]
["ü Eligible","ü YES","2016-04-15",null,"Air Source Heat Pump","Air to water (space heating/hot water)","Therma V Heat Pump Split Unit","HU141 U32 ","LG Electronics UK","BBA 0096/24","BBA",null,"ü YES"]
["ü Eligible","ü YES","2016-04-15",null,"Air Source Heat Pump","Air to water (space heating/hot water)","Therma V Heat Pump Split Unit","HU143 U32 ","LG Electronics UK","BBA 0096/27","BBA",null,"ü YES"]
["ü Eligible","ü YES","2016-04-15",null,"Air Source Heat Pump","Air to water (space heating/hot water)","Therma V Heat Pump Split Unit","HU161 U32 ","LG Electronics UK","BBA 0096/25","BBA",null,"ü YES"]
["ü Eligible","ü YES","2016-04-15",null,"Air Source Heat Pump","Air to water (space heating/hot water)","Therma V Heat Pump Split Unit","HU163 U32 ","LG Electronics UK","BBA 0096/28","BBA",null,"ü YES"]
["ü Eligible","ü YES","2012-02-23",null,"Air Source Heat Pump","Air to Water (space heating/hot water)","Vitocal 200-S","AWB 201.B04","Viessmann Ltd.","BSI KM 554512/09/1","BSI",null,"ü YES"]
["ü Eligible","ü YES","2012-02-23",null,"Air Source Heat Pump","Air to Water (space heating/hot water)","Vitocal 200-S","AWB 201.B07","Viessmann Ltd.","BSI KM 554512/09/2","BSI",null,"ü YES"]
["ü Eligible","ü YES","2012-02-23",null,"Air Source Heat Pump","Air to Water (space heating/hot water)","Vitocal 200-S","AWB 201.B10","Viessmann Ltd.","BSI KM 554512/09/3","BSI",null,"ü YES"]
["ü Eligible","ü YES","2012-02-23",null,"Air Source Heat Pump","Air to Water (space heating/hot water)","Vitocal 200-S","AWB 201.B13","Viessmann Ltd.","BSI KM 554512/09/4","BSI",null,"ü YES"]
["ü Eligible","ü YES","2012-02-23",null,"Air Source Heat Pump","Air to Water (space heating/hot water)","Vitocal 200-S","AWB-AC 201.B04","Viessmann Ltd.","BSI KM 554512/09/5","BSI",null,"ü YES"]
["ü Eligible","ü YES","2012-02-23",null,"Air Source Heat Pump","Air to Water (space heating/hot water)","Vitocal 200-S","AWB-AC 201.B07","Viessmann Ltd.","BSI KM 554512/09/6","BSI",null,"ü YES"]
["ü Eligible","ü YES","2012-02-23",null,"Air Source Heat Pump","Air to Water (space heating/hot water)","Vitocal 200-S","AWB-AC 201.B10","Viessmann Ltd.","BSI KM 554512/09/7","BSI",null,"ü YES",null,null,null,null,null,null,null,null,null,null,null,null,null,null,null,null,null,null,null,null,null,null,null,"SZU","Y"]
["ü Eligible","ü YES","2012-02-23",null,"Air Source Heat Pump","Air to Water (space heating/hot water)","Vitocal 200-S","AWB-AC 201.B13","Viessmann Ltd.","BSI KM 554512/09/8","BSI",null,"ü YES"]
["ü Eligible","ü YES","2013-03-01",null,"Air Source Heat Pump","Air to Water (space heating/hot water)","Vitocal 222-S","AWT-AC 221.A04","Viessmann Ltd.","BSI KM 554512/11/1","BSI",null,"ü YES"]
["ü Eligible","ü YES","2013-03-01",null,"Air Source Heat Pump","Air to Water (space heating/hot water)","Vitocal 222-S","AWT-AC 221.A07","Viessmann Ltd.","BSI KM 554512/11/2","BSI",null,"ü YES"]
["ü Eligible","ü YES","2013-03-01",null,"Air Source Heat Pump","Air to Water (space heating/hot water)","Vitocal 222-S","AWT-AC 221.A10","Viessmann Ltd.","BSI KM 554512/11/3","BSI",null,"ü YES"]
["ü Eligible","ü YES","2013-03-01",null,"Air Source Heat Pump","Air to Water (space heating/hot water)","Vitocal 222-S","AWT-AC 221.A13","Viessmann Ltd.","BSI KM 554512/11/4","BSI",null,"ü YES"]
["ü Eligible","ü YES","2013-03-01",null,"Air Source Heat Pump","Air to Water (space heating/hot water)","Vitocal 242-S","AWT-AC 241.A04","Viessmann Ltd.","BSI KM 554512/12/1","BSI",null,"ü YES"]
["ü Eligible","ü YES","2013-03-01",null,"Air Source Heat Pump","Air to Water (space heating/hot water)","Vitocal 242-S","AWT-AC 241.A07","Viessmann Ltd.","BSI KM 554512/12/2","BSI",null,"ü YES"]
["ü Eligible","ü YES","2013-03-01",null,"Air Source Heat Pump","Air to Water (space heating/hot water)","Vitocal 242-S","AWT-AC 241.A10","Viessmann Ltd.","BSI KM 554512/12/3","BSI",null,"ü YES"]
["ü Eligible","ü YES","2013-03-01",null,"Air Source Heat Pump","Air to Water (space heating/hot water)","Vitocal 242-S","AWT-AC 241.A13","Viessmann Ltd.","BSI KM 554512/12/4","BSI",null,"ü YES"]
["ü Eligible","ü YES","2010-08-10",null,"Air Source Heat Pump","Air to Water (space heating/hot water)","Vitocal 300-A","AWCI-M-AC 301.A","Viessmann Ltd.","BSI KM 554512/01/1","BSI",null,"ü YES"]
["ü Eligible","ü YES","2014-11-21",null,"Air Source Heat Pump","Air to Water (space heating/hot water)","Vitocal 300-A","AWO-AC 301.B11","Viessmann Ltd.","BSI KM 554512/13/1","BSI",null,"ü YES"]
["ü Eligible","ü YES","2014-11-21",null,"Air Source Heat Pump","Air to Water (space heating/hot water)","Vitocal 300-A","AWO-AC 301.B14","Viessmann Ltd.","BSI KM 554512/13/2","BSI",null,"ü YES"]
["ü Eligible","ü YES","2010-08-10",null,"Air Source Heat Pump","Air to Water (space heating/hot water)","Vitocal 300-A","AWO-M-AC 301.A","Viessmann Ltd.","BSI KM 554512/01/2","BSI",null,"ü YES"]
["ü Eligible","ü YES","2011-01-12",null,"Air Source Heat Pump","Air to Water (space heating/hot water)","Vitocal 350-A","AWHI 351.A10","Viessmann Ltd.","BSI KM 554512/04/1","BSI",null,"ü YES"]
["ü Eligible","ü YES","2011-01-12",null,"Air Source Heat Pump","Air to Water (space heating/hot water)","Vitocal 350-A","AWHI 351.A14","Viessmann Ltd.","BSI KM 554512/04/2","BSI",null,"ü YES"]
["ü Eligible","ü YES","2011-01-12",null,"Air Source Heat Pump","Air to Water (space heating/hot water)","Vitocal 350-A","AWHI 351.A20","Viessmann Ltd.","BSI KM 554512/04/3","BSI",null,"ü YES"]
["ü Eligible","ü YES","2011-01-12",null,"Air Source Heat Pump","Air to Water (space heating/hot water)","Vitocal 350-A","AWHO 351.A10","Viessmann Ltd.","BSI KM 554512/04/4","BSI",null,"ü YES"]
["ü Eligible","ü YES","2011-01-12",null,"Air Source Heat Pump","Air to Water (space heating/hot water)","Vitocal 350-A","AWHO 351.A14","Viessmann Ltd.","BSI KM 554512/04/5","BSI",null,"ü YES"]
["ü Eligible","ü YES","2011-01-12",null,"Air Source Heat Pump","Air to Water (space heating/hot water)","Vitocal 350-A","AWHO 351.A20","Viessmann Ltd.","BSI KM 554512/04/6","BSI",null,"ü YES"]
["ü Eligible",null,"2017-11-09",null,"Air Source Heat Pump","Air to Water (space heating/hot water)","Vitocal-200-A","AWO-E-M 201.A04","Viessmann Ltd.","BSI KM 554512/18/1",null,null,"ü YES"]
["ü Eligible",null,"2017-11-09",null,"Air Source Heat Pump","Air to Water (space heating/hot water)","Vitocal-200-A","AWO-E-M 201.A06","Viessmann Ltd.","BSI KM 554512/18/2",null,null,"ü YES"]
["ü Eligible",null,"2017-11-09",null,"Air Source Heat Pump","Air to Water (space heating/hot water)","Vitocal-200-A","AWO-E-M 201.A08","Viessmann Ltd.","BSI KM 554512/18/3",null,null,"ü YES"]
["ü Eligible",null,"2017-11-09",null,"Air Source Heat Pump","Air to Water (space heating/hot water)","Vitocal-200-A","AWO-E-M 201.A10","Viessmann Ltd.","BSI KM 554512/18/4",null,null,"ü YES"]
["ü Eligible",null,"2017-11-09",null,"Air Source Heat Pump","Air to Water (space heating/hot water)","Vitocal-200-A","AWO-E-M 201.A13","Viessmann Ltd.","BSI KM 554512/18/5",null,null,"ü YES"]
["ü Eligible",null,"2017-11-09",null,"Air Source Heat Pump","Air to Water (space heating/hot water)","Vitocal-200-A","AWO-E-M 201.A16","Viessmann Ltd.","BSI KM 554512/18/6",null,null,"ü YES"]
["ü Eligible","ü YES","2015-03-06",null,"Air Source Heat Pump","Air to water (space heating/hot water)","WH-ADC0309G3E5UK / WH-UD03EE5","WH-ADC0309G3E5UK / WH-UD03EE5","Panasonic Marketing Europe GmbH","MCS HP0086/56",null,null,"ü YES"]
["ü Eligible","ü YES","2015-03-06",null,"Air Source Heat Pump","Air to water (space heating/hot water)","WH-ADC0309G3E5UK / WH-UD05EE5","WH-ADC0309G3E5UK / WH-UD05EE5","Panasonic Marketing Europe GmbH","MCS HP0086/57",null,null,"ü YES",null,null,null,null,null,null,0,0,0,0,0,0,0,0,0,0,0,0,0,"Yes",null,null,null,"Kiwa","YES"]
["ü Eligible","ü YES","2015-03-06",null,"Air Source Heat Pump","Air to water (space heating/hot water)","WH-ADC0309G3E5UK / WH-UD07FE5","WH-ADC0309G3E5UK / WH-UD07FE5","Panasonic Marketing Europe GmbH","MCS HP0086/58",null,null,"ü YES"]
["ü Eligible","ü YES","2015-03-06",null,"Air Source Heat Pump","Air to water (space heating/hot water)","WH-ADC0309G3E5UK / WH-UD09FE5","WH-ADC0309G3E5UK / WH-UD09FE5","Panasonic Marketing Europe GmbH","MCS HP0086/59",null,null,"ü YES"]
["ü Eligible","ü YES","2017-06-05",null,"Air Source Heat Pump","Air to water (space heating/hot water)","WH-ADC0309H3E5UK / WH-UD03HE5-1","WH-ADC0309H3E5UK / WH-UD03HE5-1","Panasonic Marketing Europe GmbH","MCS HP0086/78",null,null,"ü YES"]
["ü Eligible","ü YES","2017-06-05",null,"Air Source Heat Pump","Air to water (space heating/hot water)","WH-ADC0309H3E5UK / WH-UD05HE5-1","WH-ADC0309H3E5UK / WH-UD05HE5-1","Panasonic Marketing Europe GmbH","MCS HP0086/79",null,null,"ü YES"]
["ü Eligible","ü YES","2017-06-05",null,"Air Source Heat Pump","Air to water (space heating/hot water)","WH-ADC0309H3E5UK / WH-UD09HE5-1","WH-ADC0309H3E5UK / WH-UD09HE5-1","Panasonic Marketing Europe GmbH","MCS HP0086/81",null,null,"ü YES"]
["ü Eligible","ü YES","2017-06-05",null,"Air Source Heat Pump","Air to water (space heating/hot water)","WH-ADC0309H5E5UK /  WH-UD07HE5-1","WH-ADC0309H5E5UK /  WH-UD07HE5-1","Panasonic Marketing Europe GmbH","MCS HP0086/80",null,null,"ü YES"]
["ü Eligible","ü YES","2015-07-10",null,"Air Source Heat Pump","Air to water (space heating/hot water)","WH-ADC1216G6E5UK / WH-UD12FE5","WH-ADC1216G6E5UK / WH-UD12FE5","Panasonic Marketing Europe GmbH","MCS HP0086/60",null,null,"ü YES"]
["ü Eligible","ü YES","2015-07-10",null,"Air Source Heat Pump","Air to water (space heating/hot water)","WH-ADC1216G6E5UK / WH-UD16FE5","WH-ADC1216G6E5UK / WH-UD16FE5","Panasonic Marketing Europe GmbH","MCS HP0086/61",null,null,"ü YES"]
["ü Eligible","ü YES","2015-07-10",null,"Air Source Heat Pump","Air to water (space heating/hot water)","WH-ADC1216G6E5UK / WH-UX09FE5","WH-ADC1216G6E5UK / WH-UX09FE5","Panasonic Marketing Europe GmbH","MCS HP0086/62","BRE",null,"ü YES"]
["ü Eligible","ü YES","2015-07-10",null,"Air Source Heat Pump","Air to water (space heating/hot water)","WH-ADC1216G6E5UK / WH-UX12FE5","WH-ADC1216G6E5UK / WH-UX12FE5","Panasonic Marketing Europe GmbH","MCS HP0086/63","BRE",null,"ü YES"]
["ü Eligible","ü YES","2015-09-18",null,"Air Source Heat Pump","Air to water (space heating/hot water)","WH-MDC06G3E5","WH-MDC06G3E5","Panasonic Marketing Europe GmbH","MCS HP0086/64","BRE",null,"ü YES"]
["ü Eligible","ü YES","2015-09-18",null,"Air Source Heat Pump","Air to water (space heating/hot water)","WH-MDC09G3E5","WH-MDC09G3E5","Panasonic Marketing Europe GmbH","MCS HP0086/65","BRE",null,"ü YES"]
["ü Eligible","ü YES","2015-09-18",null,"Air Source Heat Pump","Air to water (space heating/hot water)","WH-MDC12G6E5","WH-MDC12G6E5","Panasonic Marketing Europe GmbH","MCS HP0086/68","BRE",null,"ü YES"]
["ü Eligible","ü YES","2015-09-18",null,"Air Source Heat Pump","Air to water (space heating/hot water)","WH-MDC16G6E5","WH-MDC16G6E5","Panasonic Marketing Europe GmbH","MCS HP0086/69","BRE",null,"ü YES"]
["ü Eligible","ü YES","2015-09-18",null,"Air Source Heat Pump","Air to water (space heating/hot water)","WH-MXC09G3E5","WH-MXC09G3E5","Panasonic Marketing Europe GmbH","MCS HP0086/66","BRE",null,"ü YES"]
["ü Eligible","ü YES","2015-09-18",null,"Air Source Heat Pump","Air to water (space heating/hot water)","WH-MXC12G6E5","WH-MXC12G6E5","Panasonic Marketing Europe GmbH","MCS HP0086/67","BRE",null,"ü YES"]
["ü Eligible","ü YES","2017-06-05",null,"Air Source Heat Pump","Air to water (space heating/hot water)","WH-SXC16H9E8 - WH-UX16HE8","WH-SXC16H9E8 - WH-UX16HE8","Panasonic Marketing Europe GmbH","MCS HP0086/77",null,null,"ü YES"]
["ü Eligible","ü YES","2015-08-28",null,"Air Source Heat Pump","Air to Water Heat Pump","Ecodan","Ecodan PUHZ SW120VHA-BS / 2kW Cylinder","Mitsubishi Electric Europe B.V. trading as Mitsubishi Electric Europe UK","MCS HP0002/36","BRE",null,"ü YES"]
["ü Eligible","ü YES","2015-08-28",null,"Air Source Heat Pump","Air to Water Heat Pump","Ecodan","Ecodan PUHZ SW120VHA-BS / 2kW Hydrobox","Mitsubishi Electric Europe B.V. trading as Mitsubishi Electric Europe UK","MCS HP0002/35","BRE",null,"ü YES"]
["ü Eligible","ü YES","2015-08-28",null,"Air Source Heat Pump","Air to Water Heat Pump","Ecodan","Ecodan PUHZ SW120VHA-BS / 6kW Hydrobox","Mitsubishi Electric Europe B.V. trading as Mitsubishi Electric Europe UK","MCS HP0002/34","BRE",null,"ü YES"]
["ü Eligible","û NO","2015-08-28",null,"Air Source Heat Pump","Air to Water Heat Pump","Ecodan","Ecodan PUHZ SW40VHA-BS / 2kW Cylinder","Mitsubishi Electric Europe B.V. trading as Mitsubishi Electric Europe UK","MCS HP0002/29","BRE",null,"ü YES"]
["ü Eligible","û NO","2015-08-28",null,"Air Source Heat Pump","Air to Water Heat Pump","Ecodan","Ecodan PUHZ SW40VHA-BS / 2kW Hydrobox","Mitsubishi Electric Europe B.V. trading as Mitsubishi Electric Europe UK","MCS HP0002/28","BRE",null,"ü YES"]
["ü Eligible","û NO","2015-08-28",null,"Air Source Heat Pump","Air to Water Heat Pump","Ecodan","Ecodan PUHZ SW40VHA-BS / 6kW Hydrobox","Mitsubishi Electric Europe B.V. trading as Mitsubishi Electric Europe UK","MCS HP0002/27","BRE",null,"ü YES"]
["ü Eligible","ü YES","2015-08-28",null,"Air Source Heat Pump","Air to Water Heat Pump","Ecodan","Ecodan PUHZ SW75VHA-BS / 2kW Cylinder","Mitsubishi Electric Europe B.V. trading as Mitsubishi Electric Europe UK","MCS HP0002/33","BRE",null,"ü YES"]
["ü Eligible","ü YES","2015-08-28",null,"Air Source Heat Pump","Air to Water Heat Pump","Ecodan","Ecodan PUHZ SW75VHA-BS / 2kW Hydrobox","Mitsubishi Electric Europe B.V. trading as Mitsubishi Electric Europe UK","MCS HP0002/32","BRE",null,"ü YES"]
["ü Eligible","ü YES","2015-08-28",null,"Air Source Heat Pump","Air to Water Heat Pump","Ecodan","Ecodan PUHZ SW75VHA-BS/ 6kW Hydrobox","Mitsubishi Electric Europe B.V. trading as Mitsubishi Electric Europe UK","MCS HP0002/31","BRE",null,"ü YES"]
["ü Eligible","ü YES","2015-08-28",null,"Air Source Heat Pump","Air to Water Heat Pump","Ecodan","PUHZ-W112VHA-BS","Mitsubishi Electric Europe B.V. trading as Mitsubishi Electric Europe UK","MCS HP0002/26","BRE",null,"ü YES"]
["ü Eligible","ü YES","2015-08-28",null,"Air Source Heat Pump","Unspecified","Ecodan","PUHZ-W85VHA","Mitsubishi Electric Europe B.V. trading as Mitsubishi Electric Europe UK","MCS HP0002/23",3.87,null,"ü YES"]
["ü Eligible",null,"2016-12-18",null,"Biomass","Biomass Boiler","A0C-A20P-X1.X2","A0C-A20P-X1.X2","VIADRUS a.s.","SZU 0006-23","SZU","No Valid Air Quality Emissions Certificate","ü YES","? To be determined"]
["ü Eligible",null,"2016-12-18",null,"Biomass","Biomass Boiler","A0C-A28P-X1.X2","A0C-A28P-X1.X2","VIADRUS a.s.","SZU 0006-24","SZU","No Valid Air Quality Emissions Certificate","ü YES","? To be determined"]
["ü Eligible",null,"2016-12-18",null,"Biomass","Biomass Boiler","A0C-S20P-X1.X2","A0C-S20P-X1.X2","VIADRUS a.s.","SZU 0006-21","SZU","No Valid Air Quality Emissions Certificate","ü YES","? To be determined"]
["ü Eligible",null,"2016-12-18",null,"Biomass","Biomass Boiler","A0C-S28P-X1.X2","A0C-S28P-X1.X2","VIADRUS a.s.","SZU 0006-22","SZU","No Valid Air Quality Emissions Certificate","ü YES","? To be determined"]
["ü Eligible",null,"2016-12-18",null,"Biomass","Biomass Boiler","A2C-S20P-X1.X2","A2C-S20P-X1.X2","VIADRUS a.s.","SZU 0006-25","SZU","No Valid Air Quality Emissions Certificate","ü YES","? To be determined"]
["ü Eligible",null,"2016-12-18",null,"Biomass","Biomass Boiler","A2C-S30P-X1.X2","A2C-S30P-X1.X2","VIADRUS a.s.","SZU 0006-26","SZU","No Valid Air Quality Emissions Certificate","ü YES","? To be determined"]
["ü Eligible",null,"2012-10-26",null,"Biomass","Biomass Boiler","Airex","Airex 25 2S","UNICAL AG S.p.A.","HTSMCS1205/01","HETAS","No Valid Air Quality Emissions Certificate",null,"? To be determined"]
["ü Eligible",null,"2012-10-26",null,"Biomass","Biomass Boiler","Airex","Airex 25 2S Modul","UNICAL AG S.p.A.","HTSMCS1205/02","HETAS","No Valid Air Quality Emissions Certificate",null,"? To be determined"]
["ü Eligible",null,"2015-04-24",null,"Biomass","Biomass Boiler","Aktiv 12","Aktiv 12","Caminetti Montegrappa S.p.A. con Socio Unico","HTSMCS1424/12","HETAS",null,"ü YES","ü YES","Wood Pellet not for industrial use",0.12]
["ü Eligible",null,"2015-04-24",null,"Biomass","Biomass Boiler","Aktiv 15","Aktiv 15","Caminetti Montegrappa S.p.A. con Socio Unico","HTSMCS1424/13","HETAS",null,"ü YES","ü YES","Wood Pellet not for industrial use",0.12]
["ü Eligible",null,"2015-04-24",null,"Biomass","Biomass Boiler","Aktiv 18","Aktiv 18","Caminetti Montegrappa S.p.A. con Socio Unico","HTSMCS1424/14","HETAS",null,"ü YES","ü YES","Wood Pellet not for industrial use",0.12]
["ü Eligible",null,"2015-04-24",null,"Biomass","Biomass Boiler","Aktiv 23","Aktiv 23","Caminetti Montegrappa S.p.A. con Socio Unico","HTSMCS1424/15","HETAS",null,"ü YES","ü YES","Wood Pellet not for industrial use",0.12]
["ü Eligible",null,"2015-04-24",null,"Biomass","Biomass Boiler","Aktiv 28","Aktiv 28","Caminetti Montegrappa S.p.A. con Socio Unico","HTSMCS1424/16","HETAS",null,"ü YES","ü YES","Wood Pellet not for industrial use",0.12]
["ü Eligible",null,"2015-04-24",null,"Biomass","Biomass Boiler","Aktiv 35","Aktiv 35","Caminetti Montegrappa S.p.A. con Socio Unico","HTSMCS1424/17","HETAS",null,"ü YES","ü YES","Wood Pellet not for industrial use",0.12]
["ü Eligible",null,"2017-10-13",null,"Biomass","Biomass Boiler","Angus Orligno 200","Angus Orligno 200 18 kW","CRANP-KOVO s.r.o, Distributed by ECO Angus Ltd.","SZU 0010-5",null,null,null,"ü YES","Wood log",0.2]
["ü Eligible",null,"2010-09-10",null,"Biomass","Biomass Boiler","Angus Orligno 200","Angus Orligno 200 18kW","EKO-VIMAR ORLANSKI Sp z o.o\n48-385 Otmuchów,\nul.Nyska 17b,\nPOLAND\nDistr. By Eco Angus Ltd.","HTSMCS1007/04","HETAS",null,null,"ü YES","Wood Log",0.2]
["ü Eligible",null,"2017-10-13",null,"Biomass","Biomass Boiler","Angus Orligno 200","Angus Orligno 200 25 kW","CRANP-KOVO s.r.o, Distributed by ECO Angus Ltd.","SZU 0010-6"]
["ü Eligible",null,"2010-09-10",null,"Biomass","Biomass Boiler","Angus Orligno 200","Angus Orligno 200 25kW","EKO-VIMAR ORLANSKI Sp z o.o\n48-385 Otmuchów,\nul.Nyska 17b,\nPOLAND\nDistr. By Eco Angus Ltd.","HTSMCS1007/05","HETAS",null,null,"ü YES","Wood Log",0.2]
["ü Eligible",null,"2017-10-13",null,"Biomass","Biomass Boiler","Angus Orligno 200","Angus Orligno 200 40 kW","CRANP-KOVO s.r.o, Distributed by ECO Angus Ltd.","SZU 0010-7"]
["ü Eligible",null,"2010-09-10",null,"Biomass","Biomass Boiler","Angus Orligno 200","Angus Orligno 200 40kW","EKO-VIMAR ORLANSKI Sp z o.o\n48-385 Otmuchów,\nul.Nyska 17b,\nPOLAND\nDistr. By Eco Angus Ltd.","HTSMCS1007/06","HETAS",null,null,"ü YES","Wood Log",0.2]
["ü Eligible",null,"2017-10-13",null,"Biomass","Biomass Boiler","Angus Orligno 200","Angus Orligno 200 45 kW","CRANP-KOVO s.r.o, Distributed by ECO Angus Ltd.","SZU 0010-8"]
["ü Eligible",null,"2017-10-13",null,"Biomass","Biomass Boiler","Angus Orligno 400","Angus Orligno 400 16 kW","CRANP-KOVO s.r.o, Distributed by ECO Angus Ltd.","SZU 0010-9"]
["ü Eligible",null,"2012-02-24",null,"Biomass","Biomass Boiler","Angus Orligno 400","Angus Orligno 400 16kW","EKO-VIMAR ORLANSKI Sp z o.o\n48-385 Otmuchów,\nul.Nyska 17b,\nPOLAND\nDistr. By Eco Angus Ltd.","HTSMCS1117/01","HETAS",null,"ü YES","ü YES","Wood Pellet",0.1]
["ü Eligible",null,"2017-10-13",null,"Biomass","Biomass Boiler","Angus Orligno 400","Angus Orligno 400 30 kW","CRANP-KOVO s.r.o, Distributed by ECO Angus Ltd.","SZU 0010-10"]
["ü Eligible",null,"2012-02-24",null,"Biomass","Biomass Boiler","Angus Orligno 400","Angus Orligno 400 30kW","EKO-VIMAR ORLANSKI Sp z o.o\n48-385 Otmuchów,\nul.Nyska 17b,\nPOLAND\nDistr. By Eco Angus Ltd.","HTSMCS1117/02","HETAS",null,"ü YES","ü YES","Wood Pellet",0.1]
["ü Eligible",null,"2011-03-08",null,"Biomass","Biomass Boiler","Angus Orligno 500","Angus Orligno 500","EKO-VIMAR ORLANSKI Sp z o.o\n48-385 Otmuchów,\nul.Nyska 17b,\nPOLAND\nDistr. By Eco Angus Ltd.","HTSMCS1021/01","HETAS",null,"ü YES","ü YES","Wood Pellet",0.2]
["ü Eligible",null,"2017-10-13",null,"Biomass","Biomass Boiler","Angus Orligno 500","Angus Orligno 500 25 kW","CRANP-KOVO s.r.o, Distributed by ECO Angus Ltd.","SZU 0010-11"]
["ü Eligible",null,"2017-10-13",null,"Biomass","Biomass Boiler","Angus Super","Angus Super 18 kW","CRANP-KOVO s.r.o, Distributed by ECO Angus Ltd.","SZU 0010-1"]
["ü Eligible",null,"2010-07-12",null,"Biomass","Biomass Boiler","Angus Super","Angus Super 18kW","EKO-VIMAR ORLANSKI Sp z o.o\n48-385 Otmuchów,\nul.Nyska 17b,\nPOLAND\nDistr. By Eco Angus Ltd.","HTSMCS1007/01","HETAS",null,null,"ü YES","Wood Log",0.2]
["ü Eligible",null,"2017-10-13",null,"Biomass","Biomass Boiler","Angus Super","Angus Super 25 kW","CRANP-KOVO s.r.o, Distributed by ECO Angus Ltd.","SZU 0010-2"]
["ü Eligible",null,"2010-07-12",null,"Biomass","Biomass Boiler","Angus Super","Angus Super 25kW","EKO-VIMAR ORLANSKI Sp z o.o\n48-385 Otmuchów,\nul.Nyska 17b,\nPOLAND\nDistr. By Eco Angus Ltd.","HTSMCS1007/02","HETAS",null,null,"ü YES","Wood Log",0.2]
["ü Eligible",null,"2017-10-13",null,"Biomass","Biomass Boiler","Angus Super","Angus Super 40 kW","CRANP-KOVO s.r.o, Distributed by ECO Angus Ltd.","SZU 0010-3"]
["ü Eligible",null,"2010-07-12",null,"Biomass","Biomass Boiler","Angus Super","Angus Super 40kW","EKO-VIMAR ORLANSKI Sp z o.o\n48-385 Otmuchów,\nul.Nyska 17b,\nPOLAND\nDistr. By Eco Angus Ltd.","HTSMCS1007/03","HETAS",null,null,"ü YES","Wood Log",0.2]
["ü Eligible",null,"2017-10-13",null,"Biomass","Biomass Boiler","Angus Super","Angus Super 45 kW","CRANP-KOVO s.r.o, Distributed by ECO Angus Ltd.","SZU 0010-4"]
["ü Eligible",null,"2015-04-17",null,"Biomass","Biomass Boiler","Arikazan Caria CP","Arikazan Caria CP 12","Arikazan a.s.","HTSMCS1435/01","HETAS",null,"ü YES","ü YES","Wood pellets - C1 according to BS EN 303-5:2012",0.12]
["ü Eligible",null,"2015-03-20",null,"Biomass","Biomass Boiler","Arikazan Caria CP","Arikazan Caria CP 23","Arikazan a.s.","HTSMCS1436/01","HETAS",null,"ü YES","ü YES","Wood pellets - C1 according to BS EN 303-5:2012",0.12]
["ü Eligible",null,"2015-03-20",null,"Biomass","Biomass Boiler","Arikazan Caria CP","Arikazan Caria CP 40","Arikazan a.s.","HTSMCS1436/02","HETAS",null,"ü YES","ü YES","Wood pellets - C1 according to BS EN 303-5:2012",0.12]
["ü Eligible",null,"2015-04-17",null,"Biomass","Biomass Boiler","Arikazan Eco Mini","Arikazan Eco Mini 12","Arikazan a.s.","HTSMCS1435/02","HETAS",null,"ü YES","ü YES","Wood pellets - C1 according to BS EN 303-5:2012",0.12]
["ü Eligible",null,"2015-04-17",null,"Biomass","Biomass Boiler","Arikazan Eco Mini","Arikazan Eco Mini 23","Arikazan a.s.","HTSMCS1435/03","HETAS",null,"ü YES","ü YES","Wood pellets - C1 according to BS EN 303-5:2012",0.12]
["ü Eligible",null,"2015-04-17",null,"Biomass","Biomass Boiler","Arikazan Eco Mini","Arikazan Eco Mini 40","Arikazan a.s.","HTSMCS1435/04","HETAS",null,"ü YES","ü YES","Wood pellets - C1 according to BS EN 303-5:2012",0.12]
["ü Eligible",null,"2015-04-17",null,"Biomass","Biomass Boiler","Arikazan OG","Arikazan OG 20","Arikazan a.s.","HTSMCS1435/05","HETAS",null,null,"ü YES","Wood - A according to BS EN 303-5:2012",0.25]
["ü Eligible",null,"2015-04-17",null,"Biomass","Biomass Boiler","Arikazan OG","Arikazan OG 30","Arikazan a.s.","HTSMCS1435/06","HETAS",null,null,"ü YES","Wood - A according to BS EN 303-5:2012",0.25]
["ü Eligible",null,"2015-04-17",null,"Biomass","Biomass Boiler","Arikazan OG","Arikazan OG 40","Arikazan a.s.","HTSMCS1435/07","HETAS",null,null,"ü YES","Wood - A according to BS EN 303-5:2012",0.25]
["ü Eligible",null,"2017-09-20",null,"Biomass","Biomass Boiler","Arikazan VG","Arikazan VG 20","Arikazan a.s.","HTSMCS11706/01",null,null,null,"ü YES","Wood – A, according to EN303-5:2012",0.25]
["ü Eligible",null,"2017-09-20",null,"Biomass","Biomass Boiler","Arikazan VG","Arikazan VG 30","Arikazan a.s.","HTSMCS11706/02",null,null,null,"ü YES","Wood – A, according to EN303-5:2012",0.25]
["ü Eligible",null,"2017-09-20",null,"Biomass","Biomass Boiler","Arikazan VG","Arikazan VG 40","Arikazan a.s.","HTSMCS11706/03",null,null,null,"ü YES","Wood – A, according to EN303-5:2012",0.25]
["ü Eligible",null,"2011-04-15",null,"Biomass","Biomass Boiler","Ariterm","Ariterm 35+","Ariterm AB","HTSMCS1013/04","HETAS",null,null,"ü YES","Wood Log",0.25]
["ü Eligible",null,"2011-04-15",null,"Biomass","Biomass Boiler","Ariterm","Ariterm Biomatic +20","Ariterm AB","HTSMCS1013/01","HETAS",null,"ü YES","ü YES","8mm Wood Pellets",0.12]
["ü Eligible",null,"2011-04-15",null,"Biomass","Biomass Boiler","Ariterm","Ariterm Biomatic +20i","Ariterm AB","HTSMCS1502/01","HETAS",null,"ü YES","ü YES","8mm Wood Pellets",0.12]
["ü Eligible",null,"2011-04-15",null,"Biomass","Biomass Boiler","Ariterm","Ariterm Biomatic +40i","Ariterm AB","HTSMCS1502/02","HETAS",null,"ü YES","ü YES","8mm Wood Pellets",0.12]
["ü Eligible",null,"2011-09-20",null,"Biomass","Biomass Boiler","Ariterm","Ariterm Biomatic+ 40","Ariterm AB","HTSMCS1111/01","HETAS",null,"ü YES","ü YES","8mm Wood Pellets",0.12]
["ü Eligible",null,"2011-04-15",null,"Biomass","Biomass Boiler","Ariterm","Ariterm Vedo","Ariterm AB","HTSMCS1013/03","HETAS",null,null,"ü YES","Wood Log",0.25]
["ü Eligible",null,"2015-07-10",null,"Biomass","Biomass Boiler","Atlanta","Atlanta","Edilkamin S.p.A","BSI KM 635713/8","BSI",null,"ü YES","ü YES","Pellet",0.1]
["ü Eligible",null,"2014-07-16",null,"Biomass","Biomass Boiler","Atmos D 14 P","Atmos D 14 P","ATMOS","HTSMCS1304/08","HETAS",null,"ü YES","ü YES","Wood pellets - C1 according to BS EN 303-5:2012",0.12]
["ü Eligible",null,"2014-07-16",null,"Biomass","Biomass Boiler","Atmos D 21 P","Atmos D 21 P","ATMOS","HTSMCS1304/09","HETAS",null,"ü YES","ü YES","Wood pellets - C1 according to BS EN 303-5:2012",0.12]
["ü Eligible",null,"2014-07-16",null,"Biomass","Biomass Boiler","Atmos D 25 P","Atmos D 25 P","ATMOS","HTSMCS1304/10","HETAS",null,"ü YES","ü YES","Wood pellets - C1 according to BS EN 303-5:2012",0.12]
["ü Eligible",null,"2014-07-16",null,"Biomass","Biomass Boiler","Atmos D 50 P","Atmos D 50 P","ATMOS","HTSMCS1304/11","HETAS",null,"ü YES","ü YES","Wood pellets - C1 according to BS EN 303-5:2012",0.12]
["ü Eligible",null,"2014-07-16",null,"Biomass","Biomass Boiler","Atmos DC 18 S","Atmos DC 18 S","ATMOS","HTSMCS1304/05","HETAS",null,null,"ü YES","Wood - A according to BS EN 303-5:2012",0.25]
["ü Eligible",null,"2014-07-16","2018-06-14","Biomass","Biomass Boiler","Atmos DC 20 GS","Atmos DC 20 GS","ATMOS","HTSMCS1304/01","HETAS",null,null,"ü YES","Wood - A according to BS EN 303-5:2012",0.25]
["ü Eligible",null,"2014-07-16",null,"Biomass","Biomass Boiler","Atmos DC 25 GS","Atmos DC 25 GS","ATMOS","HTSMCS1304/02","HETAS",null,null,"ü YES","Wood - A according to BS EN 303-5:2012",0.25]
["ü Eligible",null,"2014-07-16",null,"Biomass","Biomass Boiler","Atmos DC 25 S","Atmos DC 25 S","ATMOS","HTSMCS1304/06","HETAS",null,null,"ü YES","Wood - A according to BS EN 303-5:2012",0.25]
["ü Eligible",null,"2014-07-16",null,"Biomass","Biomass Boiler","Atmos DC 32 GS","Atmos DC 32 GS","ATMOS","HTSMCS1304/03","HETAS",null,null,"ü YES","Wood - A according to BS EN 303-5:2012",0.25]
["ü Eligible",null,"2014-07-16",null,"Biomass","Biomass Boiler","Atmos DC 32 S","Atmos DC 32 S","ATMOS","HTSMCS1304/07","HETAS",null,null,"ü YES","Wood - A according to BS EN 303-5:2012",0.25]
["ü Eligible",null,"2014-07-16",null,"Biomass","Biomass Boiler","Atmos DC 40 GS","Atmos DC 40 GS","ATMOS","HTSMCS1304/04","HETAS",null,null,"ü YES","Wood - A according to BS EN 303-5:2012",0.25]
["ü Eligible",null,"2009-09-29",null,"Biomass","Biomass Boiler","Attack DP","Attack DP 25 Profi","Attack, s.r.o.","HTSMCS0904/06","HETAS",null,null,"ü YES","Wood Log",0.2]
["ü Eligible",null,"2009-09-29",null,"Biomass","Biomass Boiler","Attack DP","Attack DP 25 Standard","Attack, s.r.o.","HTSMCS0904/01","HETAS",null,null,"ü YES","Wood Log",0.2]
["ü Eligible",null,"2009-09-29",null,"Biomass","Biomass Boiler","Attack DP","Attack DP 35 Profi","Attack, s.r.o.","HTSMCS0904/07","HETAS",null,null,"ü YES","Wood Log",0.2]
["ü Eligible",null,"2009-09-29",null,"Biomass","Biomass Boiler","Attack DP","Attack DP 35 Standard","Attack, s.r.o.","HTSMCS0904/02","HETAS",null,null,"ü YES","Wood Log",0.2]
["ü Eligible",null,"2009-09-29",null,"Biomass","Biomass Boiler","Attack DP","Attack DP 45 Profi","Attack, s.r.o.","HTSMCS0904/08","HETAS",null,null,"ü YES","Wood Log",0.2]
["ü Eligible",null,"2009-09-29",null,"Biomass","Biomass Boiler","Attack DP","Attack DP 45 Standard","Attack, s.r.o.","HTSMCS0904/03","HETAS",null,null,"ü YES","Wood Log",0.2]
["ü Eligible",null,"2012-03-02",null,"Biomass","Biomass Boiler","Attack DPX","Attack DPX 25 Lambda","Attack, s.r.o.","HTSMCS1113/02","HETAS",null,null,"ü YES","Wood Log",0.2]
["ü Eligible",null,"2012-03-02",null,"Biomass","Biomass Boiler","Attack DPX","Attack DPX 25 Profi","Attack, s.r.o.","HTSMCS1113/01","HETAS",null,null,"ü YES","Wood Log",0.2]
["ü Eligible",null,"2012-03-02",null,"Biomass","Biomass Boiler","Attack DPX","Attack DPX 35 Lambda","Attack, s.r.o.","HTSMCS1113/04","HETAS",null,null,"ü YES","Wood Log",0.2]
["ü Eligible",null,"2012-03-02",null,"Biomass","Biomass Boiler","Attack DPX","Attack DPX 35 Profi","Attack, s.r.o.","HTSMCS1113/03","HETAS",null,null,"ü YES","Wood Log",0.2]
["ü Eligible",null,"2012-03-02",null,"Biomass","Biomass Boiler","Attack DPX","Attack DPX 45 Lambda","Attack, s.r.o.","HTSMCS1113/06","HETAS",null,null,"ü YES","Wood Log",0.2]
["ü Eligible",null,"2012-03-02",null,"Biomass","Biomass Boiler","Attack DPX","Attack DPX 45 Profi","Attack, s.r.o.","HTSMCS1113/05","HETAS",null,null,"ü YES","Wood Log",0.2]
["ü Eligible",null,"2014-08-05",null,"Biomass","Biomass Boiler","Attack Pellet","Attack Pellet 30","Attack, s.r.o.","HTSMCS1402/02","HETAS",null,"ü YES","ü YES","Wood Pellets - C1 according to EN 303-5:2012",0.12]
["ü Eligible",null,"2014-04-16",null,"Biomass","Biomass Boiler","Balance / K Typ HP 02","Balance / K Typ HP 02","Hapero Energietechnik GmbH","HTSMCS1320/02","HETAS",null,"ü YES","ü YES","Pellet",0.12]
["ü Eligible",null,"2015-07-10",null,"Biomass","Biomass Boiler","Basic Plus ","Basic Plus ","Edilkamin S.p.A","BSI KM 635713/5","BSI",null,"ü YES","ü YES","Pellet",0.1]
["ü Eligible",null,"2010-11-04",null,"Biomass","Biomass Boiler","Baxi Bioflo","Baxi Bioflo 12kW","Baxi Heating UK Ltd","HTSMCS1022/01","HETAS",null,"ü YES","ü YES","Compressed wood C1 according to EN 303-5",0.12]
["ü Eligible",null,"2015-03-30",null,"Biomass","Biomass Boiler","BENEKOV R","BENEKOV R16","BENEKOVterm s.r.o.","SZU 0001-1","SZU",null,"ü YES","ü YES","Wood pellets - C1 according to BS EN 303-5:2012",0.12]
["ü Eligible",null,"2015-03-30",null,"Biomass","Biomass Boiler","BENEKOV R","BENEKOV R26","BENEKOVterm s.r.o.","SZU 0001-2","SZU",null,"ü YES","ü YES","Wood pellets - C1 according to BS EN 303-5:2012",0.12]
["ü Eligible",null,"2015-07-10",null,"Biomass","Biomass Boiler","Bering Plus ","Bering Plus ","Edilkamin S.p.A","BSI KM 635713/3","BSI",null,"ü YES","ü YES","Pellet",0.1]
["ü Eligible",null,"2014-05-20",null,"Biomass","Biomass Boiler","Bio 30","Bio 30","UAB Biokaitra, distributed by ORCA BIOMASS","HTSMCS1319/01","HETAS","No Valid Air Quality Emissions Certificate","ü YES","? To be determined"]
["ü Eligible",null,"2012-02-24",null,"Biomass","Biomass Boiler","BIO-CK P","BIO-CK P 25","Centrometal d.o.o.","HTSMCS1106/17","HETAS","No Valid Air Quality Emissions Certificate",null,"? To be determined"]
["ü Eligible",null,"2012-02-24",null,"Biomass","Biomass Boiler","BIO-CK P","BIO-CK P 40","Centrometal d.o.o.","HTSMCS1106/18","HETAS","No Valid Air Quality Emissions Certificate",null,"? To be determined"]
["ü Eligible",null,"2017-06-23",null,"Biomass","Biomass Boiler","BIOCLASS HM","BIOCLASS HM 10","Domusa Calefacción S.Coop.","BSI KM 616833/5"]
["ü Eligible",null,"2017-06-23",null,"Biomass","Biomass Boiler","BIOCLASS HM","BIOCLASS HM 16","Domusa Calefacción S.Coop.","BSI KM 616833/6"]
["ü Eligible",null,"2017-06-23",null,"Biomass","Biomass Boiler","BIOCLASS HM","BIOCLASS HM 25","Domusa Calefacción S.Coop.","BSI KM 616833/7"]
["ü Eligible",null,"2017-06-23",null,"Biomass","Biomass Boiler","BIOCLASS HM","BIOCLASS HM 43","Domusa Calefacción S.Coop.","BSI KM 616833/8"]
["ü Eligible",null,"2017-06-23",null,"Biomass","Biomass Boiler","BIOCLASS HM OD","BIOCLASS HM 16 OD","Domusa Calefacción S.Coop.","BSI KM 616833/9"]
["ü Eligible",null,"2017-06-23",null,"Biomass","Biomass Boiler","BIOCLASS HM OD","BIOCLASS HM 25 OD","Domusa Calefacción S.Coop.","BSI KM 616833/10"]
["ü Eligible",null,"2014-07-10",null,"Biomass","Biomass Boiler","BIOCLASS NG ","BIOCLASS NG 10","Domusa Calefacción, S.Coop.","BSI KM 616833/1","BSI",null,"ü YES","ü YES","Pellet",0.1]
["ü Eligible",null,"2014-07-10",null,"Biomass","Biomass Boiler","BIOCLASS NG ","BIOCLASS NG 16","Domusa Calefacción, S.Coop.","BSI KM 616833/2","BSI",null,"ü YES","ü YES","Pellet",0.1]
["ü Eligible",null,"2014-07-10",null,"Biomass","Biomass Boiler","BIOCLASS NG ","BIOCLASS NG 25","Domusa Calefacción, S.Coop.","BSI KM 616833/3","BSI",null,"ü YES","ü YES","Pellet",0.1]
["ü Eligible",null,"2014-07-10",null,"Biomass","Biomass Boiler","BIOCLASS NG ","BIOCLASS NG 43","Domusa Calefacción, S.Coop.","BSI KM 616833/4","BSI",null,"ü YES","ü YES","Pellet",0.1]
["ü Eligible",null,"2017-06-23",null,"Biomass","Biomass Boiler","BIOCLASS TR","BIOCLASS TR 10","Domusa Calefacción S.Coop.","BSI KM 616833/11"]
["ü Eligible",null,"2017-06-23",null,"Biomass","Biomass Boiler","BIOCLASS TR","BIOCLASS TR 16","Domusa Calefacción S.Coop.","BSI KM 616833/12"]
["ü Eligible",null,"2017-06-23",null,"Biomass","Biomass Boiler","BIOCLASS TR","BIOCLASS TR 25","Domusa Calefacción S.Coop.","BSI KM 616833/13"]
["ü Eligible",null,"2017-06-23",null,"Biomass","Biomass Boiler","BIOCLASS TR","BIOCLASS TR 43","Domusa Calefacción S.Coop.","BSI KM 616833/14"]
["ü Eligible",null,"2014-07-11",null,"Biomass","Biomass Boiler","Bioflame","Bioflame 40","Wood Energy Solutions","HTSMCS1410/05","HETAS",null,"ü YES","ü YES","Wood Pellets C1 according to BS EN 303-5:2012",0.12]
["ü Eligible",null,"2013-04-22",null,"Biomass","Biomass Boiler","Bio-Flame","Bio-Flame 15","Wood Energy Solutions","HTSMCS1306/01","HETAS",null,"ü YES","ü YES","Pellet",0.12]
["ü Eligible",null,"2013-04-22",null,"Biomass","Biomass Boiler","Bio-Flame","Bio-Flame 28","Wood Energy Solutions","HTSMCS1306/02","HETAS",null,"ü YES","ü YES","Pellet",0.12]
["ü Eligible",null,"2014-03-07",null,"Biomass","Biomass Boiler","Bioflame 15 Slim","Bioflame 15 Slim","Wood Energy Solutions","HTSMCS1323/06","HETAS",null,"ü YES","ü YES","Pellet",0.12]
["ü Eligible",null,"2015-01-16",null,"Biomass","Biomass Boiler","Bioflame 20","Bioflame 20","Wood Energy Solutions","HTSMCS1434/02","HETAS",null,"ü YES","ü YES","Wood pellets class C according to EN 303-5",0.12]
["ü Eligible",null,"2011-11-23",null,"Biomass","Biomass Boiler","Bioheat","Bioheat 25","Passat Energi A/S","HTSMCS1101/01","HETAS",null,"ü YES","ü YES","Wood Pellet",0.12]
["ü Eligible",null,"2016-05-25",null,"Biomass","Biomass Boiler","Biomaster 25","Biomaster 25","Lasian Technologia Del Calor S.L. Distributed by H. Docherty Ltd. T/A Adina Heating Products","HTSMCS1603/02","HETAS",null,"ü YES","ü YES","Wood Pellet",0.12]
["ü Eligible",null,"2016-04-18",null,"Biomass","Biomass Boiler","Biomaster 32","Biomaster 32","Lasian Technologia Del Calor S.L. Distributed by H. Docherty Ltd. T/A Adina Heating Products","HTSMCS1603/01","HETAS",null,null,"ü YES","Wood Pellet",0.12]
["ü Eligible",null,"2015-12-04",null,"Biomass","Biomass Boiler","Biopel","Robus Biopel 10","OPOP spol. s r.o., Distributed by Robus Energy Ltd.","HTSMCS1514/01","HETAS",null,"ü YES","ü YES","Wood pellets (category C) classfication from EN 303-5",0.12]
["ü Eligible",null,"2015-12-04",null,"Biomass","Biomass Boiler","Biopel","Robus Biopel 15","OPOP spol. s r.o., Distributed by Robus Energy Ltd.","HTSMCS1514/02","HETAS",null,"ü YES","ü YES","Wood pellets (category C) classfication from EN 303-5",0.12]
["ü Eligible",null,"2015-12-04",null,"Biomass","Biomass Boiler","Biopel","Robus Biopel 20","OPOP spol. s r.o., Distributed by Robus Energy Ltd.","HTSMCS1514/03","HETAS",null,"ü YES","ü YES","Wood pellets (category C) classfication from EN 303-5",0.12]
["ü Eligible",null,"2015-12-04",null,"Biomass","Biomass Boiler","Biopel","Robus Biopel 30","OPOP spol. s r.o., Distributed by Robus Energy Ltd.","HTSMCS1514/04","HETAS",null,"ü YES","ü YES","Wood pellets (category C) classfication from EN 303-5",0.12]
["ü Eligible",null,"2015-12-04",null,"Biomass","Biomass Boiler","Biopel","Robus Biopel 40","OPOP spol. s r.o., Distributed by Robus Energy Ltd.","HTSMCS1514/05","HETAS",null,"ü YES","ü YES","Wood pellets (category C) classfication from EN 303-5",0.12]
["ü Eligible",null,"2012-02-24",null,"Biomass","Biomass Boiler","BioSolid","BioSolid 17","Centrometal d.o.o.","HTSMCS1106/11","HETAS","No Valid Air Quality Emissions Certificate",null,"? To be determined"]
["ü Eligible",null,"2012-02-24",null,"Biomass","Biomass Boiler","BioSolid","BioSolid 26","Centrometal d.o.o.","HTSMCS1106/12","HETAS","No Valid Air Quality Emissions Certificate",null,"? To be determined"]
["ü Eligible",null,"2012-02-24",null,"Biomass","Biomass Boiler","BioSolid","BioSolid 34","Centrometal d.o.o.","HTSMCS1106/13","HETAS","No Valid Air Quality Emissions Certificate",null,"? To be determined"]
["ü Eligible",null,"2011-10-07",null,"Biomass","Biomass boiler","Biostar 12 Box","Biostar 12 Box","TRECO Ltd","MCS BH0048/20",null,null,"ü YES","ü YES","Wood Pellet",0.12]
["ü Eligible",null,"2011-10-07",null,"Biomass","Biomass boiler","Biostar 12 Flex","Biostar 12 Flex","TRECO Ltd","MCS BH0048/19",null,null,"ü YES","ü YES","Wood Pellet",0.12]
["ü Eligible",null,"2011-10-07",null,"Biomass","Biomass boiler","Biostar 12 W","Biostar 12 W","TRECO Ltd","MCS BH0048/21",null,null,"ü YES","ü YES","Wood Pellet",0.12]
["ü Eligible",null,"2011-10-07",null,"Biomass","Biomass boiler","Biostar 15 Box","Biostar 15 Box","TRECO Ltd","MCS BH0048/17",null,null,"ü YES","ü YES","Wood Pellet",0.12]
["ü Eligible",null,"2011-10-07",null,"Biomass","Biomass boiler","Biostar 15 Flex","Biostar 15 Flex","TRECO Ltd","MCS BH0048/16",null,null,"ü YES","ü YES","Wood Pellet",0.12]
["ü Eligible",null,"2011-10-07",null,"Biomass","Biomass boiler","Biostar 15 W","Biostar 15 W","TRECO Ltd","MCS BH0048/18",null,null,"ü YES","ü YES","Wood Pellet",0.12]
["ü Eligible",null,"2011-07-08",null,"Biomass","Biomass boiler","Biostar 23 Box","Biostar 23 Box","TRECO Ltd","MCS BH0048/14",null,null,"ü YES","ü YES","Wood Pellet",0.12]
["ü Eligible",null,"2011-07-08",null,"Biomass","Biomass boiler","Biostar 23 Flex","Biostar 23 Flex","TRECO Ltd","MCS BH0048/13",null,null,"ü YES","ü YES","Wood Pellet",0.12]
["ü Eligible",null,"2011-07-08",null,"Biomass","Biomass boiler","Biostar 23 W","Biostar 23 W","TRECO Ltd","MCS BH0048/15",null,null,"ü YES","ü YES","Wood Pellet",0.12]
["ü Eligible",null,"2012-02-24",null,"Biomass","Biomass Boiler","Bio-Tec","Bio-Tec 25","Centrometal d.o.o.","HTSMCS1106/14","HETAS",null,null,"ü YES","Wood A according to BS EN 303-5:2012",0.25]
["ü Eligible",null,"2012-02-24",null,"Biomass","Biomass Boiler","Bio-Tec","Bio-Tec 35","Centrometal d.o.o.","HTSMCS1106/15","HETAS",null,null,"ü YES","Classification From EN 303-5: Log Wood A2",0.2]
["ü Eligible",null,"2012-02-24",null,"Biomass","Biomass Boiler","Bio-Tec","Bio-Tec 45","Centrometal d.o.o.","HTSMCS1106/16","HETAS",null,null,"ü YES","Wood A according to BS EN 303-5:2012",0.25]
["ü Eligible",null,"2011-09-08",null,"Biomass","Biomass Boiler","BioWIN","Excel 350","Windhager Zentralheizung GmbH","HTSMCS1110/01","HETAS",null,"ü YES","ü YES","Pellet",0.12]
["ü Eligible",null,"2011-09-08",null,"Biomass","Biomass Boiler","BioWIN","Excel 450","Windhager Zentralheizung GmbH","HTSMCS1110/02","HETAS",null,"ü YES","ü YES","Pellet",0.12]
["ü Eligible",null,"2016-09-23",null,"Biomass","Biomass Boiler","BioWIN 2","BioWIN 332 Exlusiv BWE332","Windhager Zentralheizung GmbH","HTSMCS1611/01","HETAS",null,"ü YES","ü YES","Wood Pellet",0.12]
["ü Eligible",null,"2009-08-11",null,"Biomass","Biomass Boiler","BioWIN Exklusiv","BWE100","Windhager Zentralheizung GmbH","HTSMCS0901/09","HETAS",null,"ü YES","ü YES","Pellet",0.12]
["ü Eligible",null,"2009-08-11",null,"Biomass","Biomass Boiler","BioWIN Exklusiv","BWE150","Windhager Zentralheizung GmbH","HTSMCS0901/10","HETAS",null,"ü YES","ü YES","Pellet",0.12]
["ü Eligible",null,"2009-08-11",null,"Biomass","Biomass Boiler","BioWIN Exklusiv","BWE210","Windhager Zentralheizung GmbH","HTSMCS0901/11","HETAS",null,"ü YES","ü YES","Pellet",0.12]
["ü Eligible",null,"2009-08-11",null,"Biomass","Biomass Boiler","BioWIN Exklusiv","BWE260","Windhager Zentralheizung GmbH","HTSMCS0901/12","HETAS",null,"ü YES","ü YES","Pellet",0.12]
["ü Eligible",null,"2009-08-11",null,"Biomass","Biomass Boiler","BioWIN Klassik","BWK100","Windhager Zentralheizung GmbH","HTSMCS0901/01","HETAS",null,"ü YES","ü YES","Pellet",0.12]
["ü Eligible",null,"2009-08-11",null,"Biomass","Biomass Boiler","BioWIN Klassik","BWK150","Windhager Zentralheizung GmbH","HTSMCS0901/02","HETAS",null,"ü YES","ü YES","Pellet",0.12]
["ü Eligible",null,"2009-08-11",null,"Biomass","Biomass Boiler","BioWIN Klassik","BWK210","Windhager Zentralheizung GmbH","HTSMCS0901/03","HETAS",null,"ü YES","ü YES","Pellet",0.12]
["ü Eligible",null,"2009-08-11",null,"Biomass","Biomass Boiler","BioWIN Klassik","BWK260","Windhager Zentralheizung GmbH","HTSMCS0901/04","HETAS",null,"ü YES","ü YES","Pellet",0.12]
["ü Eligible",null,"2016-09-21",null,"Biomass","Biomass Boiler","BioWIN Lite","BioWIN 102 Lite BWL 102","Windhager Zentralheizung GmbH","HTSMCS1612/01","HETAS",null,"ü YES","ü YES","Wood Pellet",0.12]
["ü Eligible",null,"2016-09-21",null,"Biomass","Biomass Boiler","BioWIN Lite","BioWIN 152 Lite BWL 152","Windhager Zentralheizung GmbH","HTSMCS1612/02","HETAS",null,"ü YES","ü YES","Wood Pellet",0.12]
["ü Eligible",null,"2016-09-21",null,"Biomass","Biomass Boiler","BioWIN Lite","BioWIN 212 Lite BWL 212","Windhager Zentralheizung GmbH","HTSMCS1612/03","HETAS",null,"ü YES","ü YES","Wood Pellet",0.12]
["ü Eligible",null,"2016-09-21",null,"Biomass","Biomass Boiler","BioWIN Lite","BioWIN 262 Lite BWL 262","Windhager Zentralheizung GmbH","HTSMCS1612/04","HETAS",null,"ü YES","ü YES","Wood Pellet",0.12]
["ü Eligible",null,"2009-08-11",null,"Biomass","Biomass Boiler","BioWIN Premium","BWP100","Windhager Zentralheizung GmbH","HTSMCS0901/05","HETAS",null,"ü YES","ü YES","Pellet",0.12]
["ü Eligible",null,"2009-08-11",null,"Biomass","Biomass Boiler","BioWIN Premium","BWP150","Windhager Zentralheizung GmbH","HTSMCS0901/06","HETAS",null,"ü YES","ü YES","Pellet",0.12]
["ü Eligible",null,"2009-08-11",null,"Biomass","Biomass Boiler","BioWIN Premium","BWP210","Windhager Zentralheizung GmbH","HTSMCS0901/07","HETAS",null,"ü YES","ü YES","Pellet",0.12]
["ü Eligible",null,"2009-08-11",null,"Biomass","Biomass Boiler","BioWIN Premium","BWP260","Windhager Zentralheizung GmbH","HTSMCS0901/08","HETAS",null,"ü YES","ü YES","Pellet",0.12]
["ü Eligible",null,"2014-09-22",null,"Biomass","Biomass Boiler","BioWIN2","BioWIN 102 Exklusiv","Windhager Zentralheizung GmbH","HTSMCS1421/03","HETAS",null,"ü YES","ü YES","Compressed wood pellets, C1 according to EN 303-7",0.12]
["ü Eligible",null,"2014-09-22",null,"Biomass","Biomass Boiler","BioWIN2","BioWIN 102 Klassik","Windhager Zentralheizung GmbH","HTSMCS1421/01","HETAS",null,"ü YES","ü YES","Compressed wood pellets, C1 according to EN 303-5",0.12]
["ü Eligible",null,"2014-09-22",null,"Biomass","Biomass Boiler","BioWIN2","BioWIN 102 Premium","Windhager Zentralheizung GmbH","HTSMCS1421/02","HETAS",null,"ü YES","ü YES","Compressed wood pellets, C1 according to EN 303-6",0.12]
["ü Eligible",null,"2014-09-22",null,"Biomass","Biomass Boiler","BioWIN2","BioWIN 152 Exklusiv","Windhager Zentralheizung GmbH","HTSMCS1421/06","HETAS",null,"ü YES","ü YES","Compressed wood pellets, C1 according to EN 303-10",0.12]
["ü Eligible",null,"2014-09-22",null,"Biomass","Biomass Boiler","BioWIN2","BioWIN 152 Klassik","Windhager Zentralheizung GmbH","HTSMCS1421/04","HETAS",null,"ü YES","ü YES","Compressed wood pellets, C1 according to EN 303-8",0.12]
["ü Eligible",null,"2014-09-22",null,"Biomass","Biomass Boiler","BioWIN2","BioWIN 152 Premium","Windhager Zentralheizung GmbH","HTSMCS1421/05","HETAS",null,"ü YES","ü YES","Compressed wood pellets, C1 according to EN 303-9",0.12]
["ü Eligible",null,"2014-09-22",null,"Biomass","Biomass Boiler","BioWIN2","BioWIN 212 Exklusiv","Windhager Zentralheizung GmbH","HTSMCS1421/09","HETAS",null,"ü YES","ü YES","Compressed wood pellets, C1 according to EN 303-13",0.12]
["ü Eligible",null,"2014-09-22",null,"Biomass","Biomass Boiler","BioWIN2","BioWIN 212 Klassik","Windhager Zentralheizung GmbH","HTSMCS1421/07","HETAS",null,"ü YES","ü YES","Compressed wood pellets, C1 according to EN 303-11",0.12]
["ü Eligible",null,"2014-09-22",null,"Biomass","Biomass Boiler","BioWIN2","BioWIN 212 Premium","Windhager Zentralheizung GmbH","HTSMCS1421/08","HETAS",null,"ü YES","ü YES","Compressed wood pellets, C1 according to EN 303-12",0.12]
["ü Eligible",null,"2014-09-22",null,"Biomass","Biomass Boiler","BioWIN2","BioWIN 262 Exklusiv","Windhager Zentralheizung GmbH","HTSMCS1421/12","HETAS",null,"ü YES","ü YES","Compressed wood pellets, C1 according to EN 303-16",0.12]
["ü Eligible",null,"2014-09-22",null,"Biomass","Biomass Boiler","BioWIN2","BioWIN 262 Klassik","Windhager Zentralheizung GmbH","HTSMCS1421/10","HETAS",null,"ü YES","ü YES","Compressed wood pellets, C1 according to EN 303-14",0.12]
["ü Eligible",null,"2014-09-22",null,"Biomass","Biomass Boiler","BioWIN2","BioWIN 262 Premium","Windhager Zentralheizung GmbH","HTSMCS1421/11","HETAS",null,"ü YES","ü YES","Compressed wood pellets, C1 according to EN 303-15",0.12]
["ü Eligible",null,"2014-03-14",null,"Biomass","Biomass Boiler","BP010N_0_12 Termoeasy 14","BP010N_0_12 Termoeasy 14","Palazzetti Lelio Spa","HTSMCS1327/08","HETAS",null,"ü YES","ü YES","Wood Pellet not for industrial Use",0.12]
["ü Eligible",null,"2014-03-14",null,"Biomass","Biomass Boiler","BP010N_0_15 Termoeasy 18","BP010N_0_15 Termoeasy 18","Palazzetti Lelio Spa","HTSMCS1327/09","HETAS",null,"ü YES","ü YES","Wood Pellet not for industrial Use",0.12]
["ü Eligible",null,"2014-03-14",null,"Biomass","Biomass Boiler","BP010N_0_22 Termoeasy 24","BP010N_0_22 Termoeasy 24","Palazzetti Lelio Spa","HTSMCS1327/10","HETAS",null,"ü YES","ü YES","Wood Pellet not for industrial Use",0.12]
["ü Eligible",null,"2014-06-17",null,"Biomass","Biomass Boiler","Calderia","SZM 18kW","Solzaima S.A","BSI KM 614221/1","BSI",null,"ü YES","ü YES","Wood Pellets not for industrial use",0.12]
["ü Eligible",null,"2014-06-17",null,"Biomass","Biomass Boiler","Calderia","SZM 24kW","Solzaima S.A","BSI KM 614221/2","BSI",null,"ü YES","ü YES","Wood Pellets not for industrial use",0.12]
["ü Eligible",null,"2014-06-17",null,"Biomass","Biomass Boiler","Calderia","SZM 30kW","Solzaima S.A","BSI KM 614221/3","BSI",null,"ü YES","ü YES","Wood Pellets not for industrial use",0.12]
["ü Eligible",null,"2015-07-10",null,"Biomass","Biomass Boiler","Calgary","Calgary","Edilkamin S.p.A","BSI KM 635713/7","BSI",null,"ü YES","ü YES","Pellet",0.1]
["ü Eligible",null,"2016-10-17",null,"Biomass","Biomass Boiler","Central Heating Fu-Wi Boiiler","Central Heating Fu-Wi Boiiler 12","Fu-Wi Sp. Z o.o., distributed by Begetube UK Ltd.","HTSMCS1606/01","KIWA",null,"ü YES"]
["ü Eligible",null,"2016-10-17",null,"Biomass","Biomass Boiler","Central Heating Fu-Wi Boiiler","Central Heating Fu-Wi Boiiler 17","Fu-Wi Sp. Z o.o., distributed by Begetube UK Ltd.","HTSMCS1606/02","KIWA",null,"ü YES"]
["ü Eligible",null,"2016-10-17",null,"Biomass","Biomass Boiler","Central Heating Fu-Wi Boiiler","Central Heating Fu-Wi Boiiler 24","Fu-Wi Sp. Z o.o., distributed by Begetube UK Ltd.","HTSMCS1606/03","KIWA",null,"ü YES"]
["ü Eligible",null,"2016-10-17",null,"Biomass","Biomass Boiler","Central Heating Fu-Wi Boiiler","Central Heating Fu-Wi Boiiler 33","Fu-Wi Sp. Z o.o., distributed by Begetube UK Ltd.","HTSMCS1606/04","KIWA",null,"ü YES"]
["ü Eligible",null,"2012-05-29",null,"Biomass","Biomass Boiler","Classic","Pellets Classic 12 kW","Hargassner GesmbH, Distributed by Wood Energy Ltd.","HTSMCS1203/02","HETAS",null,"ü YES","ü YES","Wood Pellet",0.12]
["ü Eligible",null,"2012-05-29",null,"Biomass","Biomass Boiler","Classic","Pellets Classic 14 kW","Hargassner GesmbH, Distributed by Wood Energy Ltd.","HTSMCS1203/03","HETAS",null,"ü YES","ü YES","Wood Pellet",0.12]
["ü Eligible",null,"2012-05-29",null,"Biomass","Biomass Boiler","Classic","Pellets Classic 15 kW","Hargassner GesmbH, Distributed by Wood Energy Ltd.","HTSMCS1203/04","HETAS",null,"ü YES","ü YES","Wood Pellet",0.12]
["ü Eligible",null,"2012-05-29",null,"Biomass","Biomass Boiler","Classic","Pellets Classic 22 kW","Hargassner GesmbH, Distributed by Wood Energy Ltd.","HTSMCS1203/05","HETAS",null,"ü YES","ü YES","Wood Pellet",0.12]
["ü Eligible",null,"2012-05-29",null,"Biomass","Biomass Boiler","Classic","Pellets Classic 9 kW","Hargassner GesmbH, Distributed by Wood Energy Ltd.","HTSMCS1203/01","HETAS",null,"ü YES","ü YES","Wood Pellet",0.12,null,null,null,null,null,null,null,null,null,null,null,null,null,null,null,null,"Yes",null,null,null,"BBA","NO"]
["ü Eligible",null,"2012-05-29",null,"Biomass","Biomass Boiler","Classic Lambda","Classic 25 Lambda","Hargassner GesmbH, Distributed by Wood Energy Ltd.","HTSMCS1203/06","HETAS",null,"ü YES","ü YES","Wood Pellet",0.12]
["ü Eligible",null,"2012-05-29",null,"Biomass","Biomass Boiler","Classic Lambda","Classic 31 Lambda","Hargassner GesmbH, Distributed by Wood Energy Ltd.","HTSMCS1203/07","HETAS",null,"ü YES","ü YES","Wood Pellet",0.12,null,null,null,null,null,null,null,null,null,null,null,null,null,null,null,null,"Yes",null,null,null,"BBA"]
["ü Eligible",null,"2012-05-29",null,"Biomass","Biomass Boiler","Classic Lambda","Classic 35 Lambda","Hargassner GesmbH, Distributed by Wood Energy Ltd.","HTSMCS1203/08","HETAS",null,"ü YES","ü YES","Wood Pellet",0.12]
["ü Eligible",null,"2012-05-29",null,"Biomass","Biomass Boiler","Classic Lambda","Classic 40 Lambda","Hargassner GesmbH, Distributed by Wood Energy Ltd.","HTSMCS1203/09","HETAS",null,"ü YES","ü YES","Wood Pellet",0.12]
["ü Eligible",null,"2015-01-16",null,"Biomass","Biomass Boiler","Classic Lambda","Classic 45 Lambda","Hargassner GesmbH, Distributed by Wood Energy Ltd.","HTSMCS1430/01","HETAS",null,"ü YES","ü YES","6mm Wood pellets A1 according to EN 14961-2",0.12]
["ü Eligible",null,"2016-02-04",null,"Biomass","Biomass Boiler","Cola Domusfire C17 HR","Cola Domusfire C17 HR","Cola SRL, distributed by Ferroli UK Ltd.","HTSMCS1522/13","Hetas",null,"ü YES","ü YES","Pellet",0.12]
["ü Eligible",null,"2016-02-04",null,"Biomass","Biomass Boiler","Cola Domusfire C24 HR","Cola Domusfire C24 HR","Cola SRL, distributed by Ferroli UK Ltd.","HTSMCS1522/14","Hetas",null,"ü YES","ü YES","Pellet",0.12]
["ü Eligible",null,"2016-02-04",null,"Biomass","Biomass Boiler","Cola Domusfire C29 HR","Cola Domusfire C29 HR","Cola SRL, distributed by Ferroli UK Ltd.","HTSMCS1522/15","Hetas",null,"ü YES","ü YES","Pellet",0.12]
["ü Eligible",null,"2016-02-04",null,"Biomass","Biomass Boiler","Cola Domusfire C35 HR","Cola Domusfire C35 HR","Cola SRL, distributed by Ferroli UK Ltd.","HTSMCS1522/16","Hetas",null,"ü YES","ü YES","Pellet",0.12]
["ü Eligible",null,"2016-02-04",null,"Biomass","Biomass Boiler","Cola Domusfire C39 HR","Cola Domusfire C39 HR","Cola SRL, distributed by Ferroli UK Ltd.","HTSMCS1522/17","Hetas",null,"ü YES","ü YES","Pellet",0.12]
["ü Eligible",null,"2011-09-20",null,"Biomass","Biomass Boiler","Cosyman 15","COS15C","Woodpecker Energy UK Ltd.","HTSMCS0909/04","HETAS","No Valid Air Quality Emissions Certificate","ü YES","? To be determined"]
["ü Eligible",null,"2011-09-20",null,"Biomass","Biomass Boiler","Cosyman 25","COS25C","Woodpecker Energy UK Ltd.","HTSMCS0909/05","HETAS","No Valid Air Quality Emissions Certificate","ü YES","? To be determined"]
["ü Eligible",null,"2015-09-18",null,"Biomass","Biomass boiler","CTC V22 Lambda","CTC V22 Lambda","CTC Division, Enertech Limited","MCS BH0023/02","BRE",null,null,"ü YES","Wood logs EN303-5:2012",0.2,null,null,null,null,null,null,null,null,null,null,null,null,null,null,null,null,"Yes",null,null,null,"BRE","YES"]
["ü Eligible",null,"2015-09-18",null,"Biomass","Biomass boiler","CTC V40 Lambda","CTC V40 Lambda","CTC Division, Enertech Limited","MCS BH0023/03","BRE",null,null,"ü YES","Wood logs EN303-5:2012",0.2]
["ü Eligible",null,"2016-05-27","2018-01-06","Biomass","Biomass Boiler","CTU","CTU 18","Ungaro s.r.l","KIWA 00026/004 B","KIWA","No Valid Air Quality Emissions Certificate",null,"? To be determined"]
["ü Eligible",null,"2016-05-27","2018-01-06","Biomass","Biomass Boiler","CTU","CTU 24","Ungaro s.r.l","KIWA 00026/005 B","KIWA","No Valid Air Quality Emissions Certificate",null,"? To be determined",null,null,null,null,null,null,null,null,null,null,null,null,null,null,null,null,null,null,null,null,null,null,"BRE","YES"]
["ü Eligible",null,"2016-05-27","2018-01-06","Biomass","Biomass Boiler","CTU","CTU 34","Ungaro s.r.l","KIWA 00026/006 B","KIWA","No Valid Air Quality Emissions Certificate",null,"? To be determined"]
["ü Eligible",null,"2017-03-17",null,"Biomass","Biomass Boiler","Cubira","Cubira 12","Edilkamin S.p.A","BSI KM 635713/30","BSI","No Valid Air Quality Emissions Certificate",null,"? To be determined"]
["ü Eligible",null,"2015-07-10",null,"Biomass","Biomass Boiler","Dallas","Dallas","Edilkamin S.p.A","BSI KM 635713/4","BSI",null,"ü YES","ü YES","Pellet",0.1]
["ü Eligible",null,"2015-12-15",null,"Biomass","Biomass Boiler","Daspell 12kW","Daspell 12kW","PP. Heiztechnik SP. Z.o.o. sp.k distr. Natural Green Heat Ltd.","HTSMCS 1511/01","Hetas",null,"ü YES"]
["ü Eligible",null,"2015-12-15",null,"Biomass","Biomass Boiler","Daspell 20kW","Daspell 20kW","PP. Heiztechnik SP. Z.o.o. sp.k distr. Natural Green Heat Ltd.","HTSMCS 1511/02","Hetas",null,"ü YES"]
["ü Eligible",null,"2015-12-15",null,"Biomass","Biomass Boiler","Daspell 37kW","Daspell 37kW","PP. Heiztechnik SP. Z.o.o. sp.k distr. Natural Green Heat Ltd.","HTSMCS 1511/03","Hetas",null,"ü YES"]
["ü Eligible",null,"2015-07-14",null,"Biomass","Biomass Boiler","Easypell","Easypell 16","ÖkoFEN \nForschungs-und Entwicklungs Ges.m.b.H.\nDistr. By Organic Energy (UK) Ltd.","HTSMCS1515/01","HETAS",null,"ü YES","ü YES","Wood Pellets C1 according to EN 303-5",0.08]
["ü Eligible",null,"2015-07-14",null,"Biomass","Biomass Boiler","Easypell","Easypell 20","ÖkoFEN \nForschungs-und Entwicklungs Ges.m.b.H.\nDistr. By Organic Energy (UK) Ltd.","HTSMCS1515/02","HETAS",null,"ü YES","ü YES","Wood Pellets C1 according to EN 303-5",0.08]
["ü Eligible",null,"2015-07-14",null,"Biomass","Biomass Boiler","Easypell","Easypell 25","ÖkoFEN \nForschungs-und Entwicklungs Ges.m.b.H.\nDistr. By Organic Energy (UK) Ltd.","HTSMCS1515/03","HETAS",null,"ü YES","ü YES","Wood Pellets C1 according to EN 303-5",0.08]
["ü Eligible",null,"2015-07-14",null,"Biomass","Biomass Boiler","Easypell","Easypell 32","ÖkoFEN \nForschungs-und Entwicklungs Ges.m.b.H.\nDistr. By Organic Energy (UK) Ltd.","HTSMCS1515/04","HETAS",null,"ü YES","ü YES","Wood Pellets C1 according to EN 303-5",0.08]
["ü Eligible",null,"2012-02-10",null,"Biomass","Biomass Boiler","E-Classic","E-Classic 1450","Central Boiler Inc.","HTSMCS1114/01","HETAS",null,null,"ü YES","Ash, white sg = 0.63; Beech sg = 0.67; Birch, sweet sg = 0.71; Birch, yellow sg = 0.65; Elm, rock sg = 0.67; Maple, hard (black) sg = 0.60; Maple, hard (sugar) sg = 0.67; Oak, red sg = 0.66; Oak, white sg = 0.71; Pine Southern logleaf sg = 0.64",0.25]
["ü Eligible",null,"2016-12-18",null,"Biomass","Biomass Boiler","ECO GREEN FLAME MICRO 10","ECO GREEN FLAME MICRO 10","Zaklad Slusarski \"GREN\" sp.j  Distributed by TR Engineering Ltd. ","SZU 0007-17","SZU","No Valid Air Quality Emissions Certificate","ü YES","? To be determined"]
["ü Eligible",null,"2016-12-18",null,"Biomass","Biomass Boiler","ECO GREEN FLAME MICRO 15","ECO GREEN FLAME MICRO 15","Zaklad Slusarski \"GREN\" sp.j  Distributed by TR Engineering Ltd. ","SZU 0007-18",3.87,"No Valid Air Quality Emissions Certificate","ü YES","? To be determined"]
["ü Eligible",null,"2016-12-18",null,"Biomass","Biomass Boiler","ECO GREEN FLAME MINI 10","ECO GREEN FLAME MINI 10","Zaklad Slusarski \"GREN\" sp.j  Distributed by TR Engineering Ltd. ","SZU 0007-13","SZU","No Valid Air Quality Emissions Certificate","ü YES","? To be determined"]
["ü Eligible",null,"2016-12-18",null,"Biomass","Biomass Boiler","ECO GREEN FLAME MINI 15","ECO GREEN FLAME MINI 15","Zaklad Slusarski \"GREN\" sp.j  Distributed by TR Engineering Ltd. ","SZU 0007-14","SZU","No Valid Air Quality Emissions Certificate","ü YES","? To be determined"]
["ü Eligible",null,"2015-12-18",null,"Biomass","Biomass Boiler","ECO GREEN FLAME MINI 16","ECO GREEN FLAME MINI 16","Zaklad Slusarski \"GREN\" sp.j  Distributed by TR Engineering Ltd. ","SZU 0007-01","SZU","No Valid Air Quality Emissions Certificate","ü YES","? To be determined"]
["ü Eligible",null,"2018-03-02",null,"Biomass","Biomass Boiler","ECO GREEN FLAME MINI 16 COMPACT REVO","ECO GREEN FLAME MINI 16 COMPACT REVO","Zaklad Slusarski \"GREN\" sp.j  Distributed by TR Engineering Ltd. ","SZU 0007-28",null,null,"ü YES"]
["ü Eligible",null,"2018-03-02",null,"Biomass","Biomass Boiler","ECO GREEN FLAME MINI 16 COMPACT X","ECO GREEN FLAME MINI 16 COMPACT X","Zaklad Slusarski \"GREN\" sp.j  Distributed by TR Engineering Ltd. ","SZU 0007-26",null,null,"ü YES"]
["ü Eligible",null,"2016-12-18",null,"Biomass","Biomass Boiler","ECO GREEN FLAME MINI 16 REVO","ECO GREEN FLAME MINI 16 REVO","Zaklad Slusarski \"GREN\" sp.j  Distributed by TR Engineering Ltd. ","SZU 0007-05","SZU","No Valid Air Quality Emissions Certificate","ü YES","? To be determined"]
["ü Eligible",null,"2016-12-18",null,"Biomass","Biomass Boiler","ECO GREEN FLAME MINI 16 X","ECO GREEN FLAME MINI 16 X","Zaklad Slusarski \"GREN\" sp.j  Distributed by TR Engineering Ltd. ","SZU 0007-09","SZU","No Valid Air Quality Emissions Certificate","ü YES","? To be determined"]
["ü Eligible",null,"2015-12-18",null,"Biomass","Biomass Boiler","ECO GREEN FLAME MINI 24","ECO GREEN FLAME MINI 24","Zaklad Slusarski \"GREN\" sp.j  Distributed by TR Engineering Ltd. ","SZU 0007-02","SZU","No Valid Air Quality Emissions Certificate","ü YES","? To be determined"]
["ü Eligible",null,"2018-03-02",null,"Biomass","Biomass Boiler","ECO GREEN FLAME MINI 24 COMPACT REVO","ECO GREEN FLAME MINI 24 COMPACT REVO","Zaklad Slusarski \"GREN\" sp.j  Distributed by TR Engineering Ltd. ","SZU 0007-29",null,null,"ü YES"]
["ü Eligible",null,"2018-03-02",null,"Biomass","Biomass Boiler","ECO GREEN FLAME MINI 24 COMPACT X","ECO GREEN FLAME MINI 24 COMPACT X","Zaklad Slusarski \"GREN\" sp.j  Distributed by TR Engineering Ltd. ","SZU 0007-27",null,null,"ü YES"]
["ü Eligible",null,"2016-12-18",null,"Biomass","Biomass Boiler","ECO GREEN FLAME MINI 24 REVO","ECO GREEN FLAME MINI 24 REVO","Zaklad Slusarski \"GREN\" sp.j  Distributed by TR Engineering Ltd. ","SZU 0007-06","SZU","No Valid Air Quality Emissions Certificate","ü YES","? To be determined"]
["ü Eligible",null,"2016-12-18",null,"Biomass","Biomass Boiler","ECO GREEN FLAME MINI 24 X","ECO GREEN FLAME MINI 24 X","Zaklad Slusarski \"GREN\" sp.j  Distributed by TR Engineering Ltd. ","SZU 0007-10","SZU","No Valid Air Quality Emissions Certificate","ü YES","? To be determined"]
["ü Eligible",null,"2016-12-18",null,"Biomass","Biomass Boiler","ECO GREEN FLAME MINI 25","ECO GREEN FLAME MINI 25","Zaklad Slusarski \"GREN\" sp.j  Distributed by TR Engineering Ltd. ","SZU 0007-15","SZU","No Valid Air Quality Emissions Certificate","ü YES","? To be determined"]
["ü Eligible",null,"2015-12-18",null,"Biomass","Biomass Boiler","ECO GREEN FLAME MINI 35","ECO GREEN FLAME MINI 35","Zaklad Slusarski \"GREN\" sp.j  Distributed by TR Engineering Ltd. ","SZU 0007-03","SZU","No Valid Air Quality Emissions Certificate","ü YES","? To be determined"]
["ü Eligible",null,"2016-12-18",null,"Biomass","Biomass Boiler","ECO GREEN FLAME MINI 35 REVO","ECO GREEN FLAME MINI 35 REVO","Zaklad Slusarski \"GREN\" sp.j  Distributed by TR Engineering Ltd. ","SZU 0007-07","SZU","No Valid Air Quality Emissions Certificate","ü YES","? To be determined"]
["ü Eligible",null,"2016-12-18",null,"Biomass","Biomass Boiler","ECO GREEN FLAME MINI 35 X","ECO GREEN FLAME MINI 35 X","Zaklad Slusarski \"GREN\" sp.j  Distributed by TR Engineering Ltd. ","SZU 0007-11","SZU","No Valid Air Quality Emissions Certificate","ü YES","? To be determined"]
["ü Eligible",null,"2016-12-18",null,"Biomass","Biomass Boiler","ECO GREEN FLAME MINI 40","ECO GREEN FLAME MINI 40","Zaklad Slusarski \"GREN\" sp.j  Distributed by TR Engineering Ltd. ","SZU 0007-16","SZU","No Valid Air Quality Emissions Certificate","ü YES","? To be determined"]
["ü Eligible",null,"2015-12-18",null,"Biomass","Biomass Boiler","ECO GREEN FLAME MINI 45","ECO GREEN FLAME MINI 45","Zaklad Slusarski \"GREN\" sp.j  Distributed by TR Engineering Ltd. ","SZU 0007-04","SZU","No Valid Air Quality Emissions Certificate","ü YES","? To be determined"]
["ü Eligible",null,"2016-12-18",null,"Biomass","Biomass Boiler","ECO GREEN FLAME MINI 45 REVO","ECO GREEN FLAME MINI 45 REVO","Zaklad Slusarski \"GREN\" sp.j  Distributed by TR Engineering Ltd. ","SZU 0007-08","SZU","No Valid Air Quality Emissions Certificate","ü YES","? To be determined"]
["ü Eligible",null,"2016-12-18",null,"Biomass","Biomass Boiler","ECO GREEN FLAME MINI 45 X","ECO GREEN FLAME MINI 45 X","Zaklad Slusarski \"GREN\" sp.j  Distributed by TR Engineering Ltd. ","SZU 0007-12","SZU","No Valid Air Quality Emissions Certificate","ü YES","? To be determined"]
["ü Eligible",null,"2016-12-18",null,"Biomass","Biomass Boiler","ECO GREEN FLAME MULTIFUEL 17","ECO GREEN FLAME MULTIFUEL 17","Zaklad Slusarski \"GREN\" sp.j  Distributed by TR Engineering Ltd. ","SZU 0007-19","SZU",null,"ü YES","ü YES","Wood pellets - C1",0.12]
["ü Eligible",null,"2016-12-18",null,"Biomass","Biomass Boiler","ECO GREEN FLAME MULTIFUEL 27","ECO GREEN FLAME MULTIFUEL 27","Zaklad Slusarski \"GREN\" sp.j  Distributed by TR Engineering Ltd. ","SZU 0007-20","SZU",null,"ü YES","ü YES","Wood pellets - C1",0.12]
["ü Eligible",null,"2016-12-18",null,"Biomass","Biomass Boiler","ECO GREEN FLAME MULTIFUEL 40","ECO GREEN FLAME MULTIFUEL 40","Zaklad Slusarski \"GREN\" sp.j  Distributed by TR Engineering Ltd. ","SZU 0007-21","SZU",null,"ü YES","ü YES","Wood pellets - C1",0.12]
["ü Eligible",null,"2018-03-02",null,"Biomass","Biomass Boiler","ECO GREENFLAME MICRO 12","ECO GREENFLAME MICRO 12","Zaklad Slusarski \"GREN\" sp.j  Distributed by TR Engineering Ltd. ","SZU 0007-31",null,null,"ü YES"]
["ü Eligible",null,"2018-03-02",null,"Biomass","Biomass Boiler","ECO GREENFLAME MICRO 8","ECO GREENFLAME MICRO 8","Zaklad Slusarski \"GREN\" sp.j  Distributed by TR Engineering Ltd. ","SZU 0007-30",null,null,"ü YES"]
["ü Eligible",null,"2017-03-17",null,"Biomass","Biomass Boiler","Ecofire","Ecofire Bella Idro 20","Palazzetti Lelio Spa","HTSMCS1516/09","HETAS","No Valid Air Quality Emissions Certificate","ü YES","? To be determined"]
["ü Eligible",null,"2009-12-23",null,"Biomass","Biomass Boiler","EcoFlex","CTC EcoFlex","CTC Division, Enertech Limited","MCS BH0023/01","BRE",null,"ü YES","ü YES","Wood Pellet Class A1 according to EN 14961-2",0.1]
["ü Eligible",null,"2017-12-15",null,"Biomass","Biomass Boiler","Ecompact","Ecompact 250","Klover SRL","KIWA 00007/048 B",null,null,null,"ü YES","Pellet",0.1,null,null,null,0,0,0,0,0,0,0,0,0,0,0,0,0,"Yes",null,null,null,"Kiwa","YES"]
["ü Eligible",null,"2017-12-15",null,"Biomass","Biomass Boiler","Ecompact","Ecompact 290","Klover SRL","KIWA 00007/049 B",null,null,null,"ü YES","Pellet",0.1]
["ü Eligible",null,"2012-03-16",null,"Biomass","Biomass Boiler","E-Compact","E-Compact 15","Wood Energy Solutions","HTSMCS1119/01","HETAS",null,"ü YES","ü YES","Pellet",0.12]
["ü Eligible",null,"2014-07-11",null,"Biomass","Biomass Boiler","E-Compact","E-Compact 25","Wood Energy Solutions","HTSMCS1410/01","HETAS",null,"ü YES","ü YES","Wood Pellets C1 according to BS EN 303-5:2012",0.12]
["ü Eligible",null,"2012-09-07",null,"Biomass","Biomass Boiler","E-Compact","E-Compact 28","Wood Energy Solutions","HTSMCS1214/01","HETAS",null,"ü YES","ü YES","Pellet",0.12]
["ü Eligible",null,"2014-07-11",null,"Biomass","Biomass Boiler","E-Compact","E-Compact 40","Wood Energy Solutions","HTSMCS1410/03","HETAS",null,"ü YES","ü YES","Wood Pellets C1 according to BS EN 303-5:2012",0.12]
["ü Eligible",null,"2017-11-24",null,"Biomass","Biomass Boiler","E-Compact","E-Compact Prestige 25","WoodCo Energy Ireland","KIWA 00029/002 B"]
["ü Eligible",null,"2017-11-24",null,"Biomass","Biomass Boiler","E-Compact","E-Compact Prestige 40","WoodCo Energy Ireland","KIWA 00029/003 B"]
["ü Eligible",null,"2017-07-14",null,"Biomass","Biomass Boiler","E-Compact","E-Compact Slim 18","WoodCo Energy Ireland","KIWA 00029/001 B"]
["ü Eligible",null,"2014-03-07",null,"Biomass","Biomass Boiler","E-Compact 15 Slim","E-Compact 15 Slim","Wood Energy Solutions","HTSMCS1323/04","HETAS",null,"ü YES","ü YES","Pellet",0.12]
["ü Eligible",null,"2014-03-07",null,"Biomass","Biomass Boiler","E-Compact 18 Slim","E-Compact 18 Slim","Wood Energy Solutions","HTSMCS1323/01","HETAS",null,"ü YES","ü YES","Wood pellets class C according to EN 303-5",0.12]
["ü Eligible",null,"2011-04-05",null,"Biomass","Biomass Boiler","Effecta","Effecta Komplett","Effecta Energy Solutions AB","HTSMCS1011/02","HETAS",null,"ü YES","ü YES","Wood pellet",0.12]
["ü Eligible",null,"2013-05-30",null,"Biomass","Biomass Boiler","Effecta","Effecta Woody Lambda 25 kW","Effecta Energy Solutions AB","HTSMCS1303/01","HETAS",null,null,"ü YES","Wood Log",0.2]
["ü Eligible",null,"2011-04-05",null,"Biomass","Biomass Boiler","Effecta","Effecta Woody Lambda 35 kW","Effecta Energy Solutions AB","HTSMCS1011/01","HETAS",null,null,"ü YES","Wood Log",0.2]
["ü Eligible",null,"2014-05-22",null,"Biomass","Biomass Boiler","Effecta Komplett III 35","Effecta Komplett III 35","Effecta Energy Solutions AB","HTSMCS1318/01","HETAS",null,"ü YES","ü YES","Pellet",0.12]
["ü Eligible",null,"2014-10-01",null,"Biomass","Biomass Boiler","Effecta Komplett III, 20kW","Effecta Komplett III, 20kW","Effecta Energy Solutions AB","HTSMCS1416/01","HETAS",null,"ü YES","ü YES","Wood Pellet",0.12]
["ü Eligible",null,"2014-10-01",null,"Biomass","Biomass Boiler","Effecta Komplett III, 20kW Light","Effecta Komplett III, 20kW Light","Effecta Energy Solutions AB","HTSMCS1416/02","HETAS",null,"ü YES","ü YES","Wood Pellet",0.12]
["ü Eligible",null,"2014-10-01",null,"Biomass","Biomass Boiler","Effecta Komplett III, 25kW","Effecta Komplett III, 25kW","Effecta Energy Solutions AB","HTSMCS1416/03","HETAS",null,"ü YES","ü YES","Wood Pellet",0.12]
["ü Eligible",null,"2014-10-01",null,"Biomass","Biomass Boiler","Effecta Komplett III, 25kW Light","Effecta Komplett III, 25kW Light","Effecta Energy Solutions AB","HTSMCS1416/04","HETAS",null,"ü YES","ü YES","Wood Pellet",0.12]
["ü Eligible",null,"2014-10-01",null,"Biomass","Biomass Boiler","Effecta Komplett III, 35kW Light","Effecta Komplett III, 35kW Light","Effecta Energy Solutions AB","HTSMCS1416/05","HETAS",null,"ü YES","ü YES","Wood Pellet",0.12]
["ü Eligible",null,"2015-07-31",null,"Biomass","Biomass Boiler","EG-Pellet","EG-Pellet 10kW","Gren SP.J.","HTSMCS1508/01","HETAS",null,"ü YES","ü YES","Wood Pellet C1 according to EN 303-5:2012 (CSN EN 33-5:2013)",0.12]
["ü Eligible",null,"2015-07-31",null,"Biomass","Biomass Boiler","EG-Pellet","EG-Pellet 15kW","Gren SP.J.","HTSMCS1508/02","HETAS",null,"ü YES","ü YES","Wood Pellet C1 according to EN 303-5:2012 (CSN EN 33-5:2013)",0.12]
["ü Eligible",null,"2015-07-31",null,"Biomass","Biomass Boiler","EG-Pellet","EG-Pellet 25kW","Gren SP.J.","HTSMCS1508/03","HETAS",null,"ü YES","ü YES","Wood Pellet C1 according to EN 303-5:2012 (CSN EN 33-5:2013)",0.12]
["ü Eligible",null,"2015-07-31",null,"Biomass","Biomass Boiler","EG-Pellet","EG-Pellet 40kW","Gren SP.J.","HTSMCS1508/04","HETAS",null,"ü YES","ü YES","Wood Pellet C1 according to EN 303-5:2012 (CSN EN 33-5:2013)",0.12]
["ü Eligible",null,"2014-12-22",null,"Biomass","Biomass Boiler","EKO","EKO 20","Kovan T/A EKOLINE","BSI KM 607807/1","BSI",null,"ü YES","ü YES","Wood Pellet",0.1]
["ü Eligible",null,"2014-12-22",null,"Biomass","Biomass Boiler","EKO","EKO 35","Kovan T/A EKOLINE","BSI KM 607807/2","BSI",null,"ü YES","ü YES","Wood Pellet",0.1]
["ü Eligible",null,"2012-02-24",null,"Biomass","Biomass Boiler","EKO-CK P","EKO-CK P 20","Centrometal d.o.o.","HTSMCS1106/01","HETAS",null,"ü YES","ü YES","Wood Pellets-C1 according to BS EN 303-5:2012",0.12]
["ü Eligible",null,"2012-02-24",null,"Biomass","Biomass Boiler","EKO-CK P","EKO-CK P 25","Centrometal d.o.o.","HTSMCS1106/02","HETAS",null,"ü YES","ü YES","Wood Pellets-C1 according to BS EN 303-5:2012",0.12]
["ü Eligible",null,"2012-02-24",null,"Biomass","Biomass Boiler","EKO-CK P","EKO-CK P 30","Centrometal d.o.o.","HTSMCS1106/03","HETAS",null,"ü YES","ü YES","Wood Pellets-C1 according to BS EN 303-5:2012",0.12]
["ü Eligible",null,"2012-02-24",null,"Biomass","Biomass Boiler","EKO-CK P","EKO-CK P 35","Centrometal d.o.o.","HTSMCS1106/04","HETAS",null,"ü YES","ü YES","Wood Pellets-C1 according to BS EN 303-5:2012",0.12]
["ü Eligible",null,"2012-02-24",null,"Biomass","Biomass Boiler","EKO-CK P","EKO-CK P 40","Centrometal d.o.o.","HTSMCS1106/05","HETAS",null,"ü YES","ü YES","Wood Pellets-C1 according to BS EN 303-5:2012",0.12]
["ü Eligible",null,"2013-05-30",null,"Biomass","Biomass Boiler","EKO-CK P","EKO-CK P 50","Centrometal d.o.o.","HTSMCS1106/19","HETAS",null,"ü YES","ü YES","Wood Pellets-C1 according to BS EN 303-5:2012",0.12]
["ü Eligible",null,"2012-02-24",null,"Biomass","Biomass Boiler","EKO-CK P B","EKO-CK P B 20","Centrometal d.o.o.","HTSMCS1106/06","HETAS",null,"ü YES","ü YES","Wood Pellets-C1 according to BS EN 303-5:2012",0.12]
["ü Eligible",null,"2012-02-24",null,"Biomass","Biomass Boiler","EKO-CK P B","EKO-CK P B 25","Centrometal d.o.o.","HTSMCS1106/07","HETAS",null,"ü YES","ü YES","Wood Pellets-C1 according to BS EN 303-5:2012",0.12]
["ü Eligible",null,"2012-02-24",null,"Biomass","Biomass Boiler","EKO-CK P B","EKO-CK P B 30","Centrometal d.o.o.","HTSMCS1106/08","HETAS",null,"ü YES","ü YES","Wood Pellets-C1 according to BS EN 303-5:2012",0.12]
["ü Eligible",null,"2012-02-24",null,"Biomass","Biomass Boiler","EKO-CK P B","EKO-CK P B 35","Centrometal d.o.o.","HTSMCS1106/09","HETAS",null,"ü YES","ü YES","Wood Pellets-C1 according to BS EN 303-5:2012",0.12]
["ü Eligible",null,"2012-02-24",null,"Biomass","Biomass Boiler","EKO-CK P B","EKO-CK P B 40","Centrometal d.o.o.","HTSMCS1106/10","HETAS",null,"ü YES","ü YES","Wood Pellets-C1 according to BS EN 303-5:2012",0.12]
["ü Eligible",null,"2013-05-30",null,"Biomass","Biomass Boiler","EKO-CK P B","EKO-CK P B 50","Centrometal d.o.o.","HTSMCS1106/20","HETAS",null,"ü YES","ü YES","Wood Pellets-C1 according to BS EN 303-5:2012",0.12]
["ü Eligible",null,"2013-11-28","2017-12-19","Biomass","Biomass Boiler","EkoHeat 1500","EkoHeat 1500","Ekopower Heating Ltd","BSI KM 602460/02","BSI",null,"ü YES","ü YES","Wood Pellet",0.1]
["ü Eligible",null,"2013-11-28","2017-12-19","Biomass","Biomass Boiler","EkoHeat 2500","EkoHeat 2500","Ekopower Heating Ltd","BSI KM 602460/03","BSI",null,"ü YES","ü YES","Wood Pellet",0.1]
["ü Eligible",null,"2013-11-28","2017-12-19","Biomass","Biomass Boiler","EkoHeat 4000","EkoHeat 4000","Ekopower Heating Ltd","BSI KM 602460/04","BSI",null,"ü YES","ü YES","Wood Pellet",0.1]
["ü Eligible",null,"2013-11-28","2017-12-19","Biomass","Biomass Boiler","EkoHeat 900","EkoHeat 900","Ekopower Heating Ltd","BSI KM 602460/01","BSI",null,"ü YES","ü YES","Wood Pellets",0.1]
["ü Eligible",null,"2016-10-28",null,"Biomass","Biomass Boiler","ETA eHACK","ETA eHACK 20","ETA Heiztechnik GmbH","KIWA 00028/020 B","KIWA",null,null,"ü YES","Wood Chip",0.35]
["ü Eligible",null,"2016-10-28",null,"Biomass","Biomass Boiler","ETA eHACK","ETA eHACK 25","ETA Heiztechnik GmbH","KIWA 00028/021 B","KIWA",null,null,"ü YES","Pellet, Chip","12% and 35%"]
["ü Eligible",null,"2016-10-28",null,"Biomass","Biomass Boiler","ETA eHACK","ETA eHACK 32","ETA Heiztechnik GmbH","KIWA 00028/022 B","KIWA",null,null,"ü YES","Pellet, Chip","12% and 35%"]
["ü Eligible",null,"2016-10-28",null,"Biomass","Biomass Boiler","ETA eHACK","ETA eHACK 45","ETA Heiztechnik GmbH","KIWA 00028/023 B","KIWA",null,null,"ü YES","Pellet, Chip","12% and 35%"]
["ü Eligible",null,"2011-08-25","2017-04-17","Biomass","Biomass Boiler","ETA HACK","ETA HACK 20","ETA Heiztechnik GmbH","HTSMCS1018/12","HETAS",null,null,"ü YES","Pellet, Chip",0.35]
["ü Eligible",null,"2016-10-28",null,"Biomass","Biomass Boiler","ETA HACK","ETA HACK 20","ETA Heiztechnik GmbH","KIWA 00028/014 B","KIWA",null,null,"ü YES","Pellet, Chip",0.35]
["ü Eligible",null,"2011-08-25","2017-04-17","Biomass","Biomass Boiler","ETA HACK","ETA HACK 25","ETA Heiztechnik GmbH","HTSMCS1018/13","HETAS",null,"ü YES","ü YES","Pellet, Chip","12% and 35%"]
["ü Eligible",null,"2016-10-28",null,"Biomass","Biomass Boiler","ETA HACK","ETA HACK 25","ETA Heiztechnik GmbH","KIWA 00028/015 B","KIWA",null,null,"ü YES","Pellet, Chip","12% and 35%"]
["ü Eligible",null,"2011-08-25","2017-04-17","Biomass","Biomass Boiler","ETA HACK","ETA HACK 35","ETA Heiztechnik GmbH","HTSMCS1018/14","HETAS",null,"ü YES","ü YES","Pellet, Chip","12% and 35%"]
["ü Eligible",null,"2016-10-28",null,"Biomass","Biomass Boiler","ETA HACK","ETA HACK 35","ETA Heiztechnik GmbH","KIWA 00028/016 B","KIWA",null,null,"ü YES","Pellet, Chip","12% and 35%"]
["ü Eligible",null,"2014-05-07","2017-04-17","Biomass","Biomass Boiler","ETA HACK","ETA HACK 45","ETA Heiztechnik GmbH","HTSMCS1329/04","HETAS",null,"ü YES","ü YES","Wood pellets, Wood chips","35% and 12%"]
["ü Eligible",null,"2016-10-28",null,"Biomass","Biomass Boiler","ETA HACK","ETA HACK 45","ETA Heiztechnik GmbH","KIWA 00028/017 B","KIWA",null,null,"ü YES","Pellet, Chip","12% and 35%"]
["ü Eligible",null,"2011-08-25","2017-04-17","Biomass","Biomass Boiler","ETA PC","ETA PC 20","ETA Heiztechnik GmbH","HTSMCS1018/09","HETAS",null,"ü YES","ü YES","Pellet",0.12]
["ü Eligible",null,"2016-10-28",null,"Biomass","Biomass Boiler","ETA PC","ETA PC 20","ETA Heiztechnik GmbH","KIWA 00028/009 B","KIWA",null,null,"ü YES","Pellets",0.12]
["ü Eligible",null,"2011-08-25","2017-04-17","Biomass","Biomass Boiler","ETA PC","ETA PC 25","ETA Heiztechnik GmbH","HTSMCS1018/10","HETAS",null,"ü YES","ü YES","Pellet",0.12]
["ü Eligible",null,"2016-10-28",null,"Biomass","Biomass Boiler","ETA PC","ETA PC 25","ETA Heiztechnik GmbH","KIWA 00028/010 B","KIWA",null,null,"ü YES","Pellets",0.12]
["ü Eligible",null,"2011-08-25","2017-04-17","Biomass","Biomass Boiler","ETA PC","ETA PC 32","ETA Heiztechnik GmbH","HTSMCS1018/11","HETAS",null,"ü YES","ü YES","Wood pellets C1 according to EN 303-5",0.12]
["ü Eligible",null,"2016-10-28",null,"Biomass","Biomass Boiler","ETA PC","ETA PC 32","ETA Heiztechnik GmbH","KIWA 00028/011 B","KIWA",null,"ü YES","ü YES","Pellets",0.12]
["ü Eligible",null,"2016-10-28",null,"Biomass","Biomass Boiler","ETA PC","ETA PC 40","ETA Heiztechnik GmbH","KIWA 00028/012 B","KIWA",null,"ü YES","ü YES","Pellets",0.12]
["ü Eligible",null,"2016-10-28",null,"Biomass","Biomass Boiler","ETA PC","ETA PC 45","ETA Heiztechnik GmbH","KIWA 00028/013 B","KIWA",null,"ü YES","ü YES","Pellets",0.12]
["ü Eligible",null,"2011-08-25","2017-04-17","Biomass","Biomass Boiler","ETA PE","ETA PE 15","ETA Heiztechnik GmbH","HTSMCS1018/07","HETAS","No Valid Air Quality Emissions Certificate","ü YES","? To be determined"]
["ü Eligible",null,"2011-08-25","2017-04-17","Biomass","Biomass Boiler","ETA PE","ETA PE 25","ETA Heiztechnik GmbH","HTSMCS1018/08","HETAS","No Valid Air Quality Emissions Certificate","ü YES","? To be determined"]
["ü Eligible",null,"2011-08-25","2017-04-17","Biomass","Biomass Boiler","ETA PE-K","ETA PE-K 35","ETA Heiztechnik GmbH","HTSMCS1018/15","HETAS",null,"ü YES","ü YES","Pellet",0.12]
["ü Eligible",null,"2016-10-28",null,"Biomass","Biomass Boiler","ETA PE-K","ETA PE-K 35","ETA Heiztechnik GmbH","KIWA 00028/018 B","KIWA",null,null,"ü YES","Pellets",0.12]
["ü Eligible",null,"2014-05-07","2017-04-17","Biomass","Biomass Boiler","ETA PE-K","ETA PE-K 45","ETA Heiztechnik GmbH","HTSMCS1329/03","HETAS",null,"ü YES","ü YES","Pellet",0.12]
["ü Eligible",null,"2016-10-28",null,"Biomass","Biomass Boiler","ETA PE-K","ETA PE-K 45","ETA Heiztechnik GmbH","KIWA 00028/019 B","KIWA",null,null,"ü YES","Pellets",0.12]
["ü Eligible",null,"2011-08-25","2017-04-17","Biomass","Biomass Boiler","ETA PU","ETA PU 11","ETA Heiztechnik GmbH","HTSMCS1018/05","HETAS",null,"ü YES","ü YES","Pellet",0.12]
["ü Eligible",null,"2016-10-28",null,"Biomass","Biomass Boiler","ETA PU","ETA PU 11","ETA Heiztechnik GmbH","KIWA 00028/007 B","KIWA",null,null,"ü YES","Pellets",0.12]
["ü Eligible",null,"2011-08-25","2017-04-17","Biomass","Biomass Boiler","ETA PU","ETA PU 15","ETA Heiztechnik GmbH","HTSMCS1018/06","HETAS",null,"ü YES","ü YES","Pellet",0.12]
["ü Eligible",null,"2016-10-28",null,"Biomass","Biomass Boiler","ETA PU","ETA PU 15","ETA Heiztechnik GmbH","KIWA 00028/008 B","KIWA",null,null,"ü YES","Pellets",0.12]
["ü Eligible",null,"2011-08-25","2017-04-17","Biomass","Biomass Boiler","ETA PU","ETA PU 7","ETA Heiztechnik GmbH","HTSMCS1018/04","HETAS",null,"ü YES","ü YES","Pellet",0.12]
["ü Eligible",null,"2016-10-28",null,"Biomass","Biomass Boiler","ETA PU","ETA PU 7","ETA Heiztechnik GmbH","KIWA 00028/006 B","KIWA",null,null,"ü YES","Pellets",0.12]
["ü Eligible",null,"2011-08-25","2017-04-17","Biomass","Biomass Boiler","ETA SH","ETA SH 20","ETA Heiztechnik GmbH","HTSMCS1018/01","HETAS",null,null,"ü YES","Wood Log",0.25]
["ü Eligible",null,"2016-10-28",null,"Biomass","Biomass Boiler","ETA SH","ETA SH 20","ETA Heiztechnik GmbH","KIWA 00028/001 B","KIWA",null,null,"ü YES","Log Wood",0.25]
["ü Eligible",null,"2011-08-25","2017-04-17","Biomass","Biomass Boiler","ETA SH","ETA SH 30","ETA Heiztechnik GmbH","HTSMCS1018/02","HETAS",null,null,"ü YES","Wood Log",0.25]
["ü Eligible",null,"2016-10-28",null,"Biomass","Biomass Boiler","ETA SH","ETA SH 30","ETA Heiztechnik GmbH","KIWA 00028/002 B","KIWA",null,null,"ü YES","Log Wood",0.25]
["ü Eligible",null,"2011-08-25","2017-04-17","Biomass","Biomass Boiler","ETA SH","ETA SH 40","ETA Heiztechnik GmbH","HTSMCS1018/03","HETAS",null,null,"ü YES","Wood Log",0.25]
["ü Eligible",null,"2016-10-28",null,"Biomass","Biomass Boiler","ETA SH","ETA SH 40","ETA Heiztechnik GmbH","KIWA 00028/003 B","KIWA",null,null,"ü YES","Log Wood","25%"]
["ü Eligible",null,"2016-10-28",null,"Biomass","Biomass Boiler","ETA TWIN","ETA TWIN 20","ETA Heiztechnik GmbH","KIWA 00028/004 B","KIWA",null,null,"ü YES","Pellets",0.12]
["ü Eligible",null,"2016-10-28",null,"Biomass","Biomass Boiler","ETA TWIN","ETA TWIN 26","ETA Heiztechnik GmbH","KIWA 00028/005 B","KIWA",null,null,"ü YES","Pellets",0.12]
["ü Eligible",null,"2017-10-27",null,"Biomass","Biomass Boiler","ETA TWIN","ETA TWIN 40","ETA Heiztechnik GmbH","KIWA 00028/024 B",null,null,null,"ü YES","Pellets",0.12]
["ü Eligible",null,"2014-09-09","2017-04-17","Biomass","Biomass Boiler","ETA Twin 20","ETA Twin 20","ETA Heiztechnik GmbH","HTSMCS1329/01","HETAS",null,"ü YES","ü YES","Wood Pellets C1 according to EN 303-5",0.12]
["ü Eligible",null,"2014-09-09","2017-04-17","Biomass","Biomass Boiler","ETA Twin 26","ETA Twin 26","ETA Heiztechnik GmbH","HTSMCS1329/02","HETAS",null,"ü YES","ü YES","Wood Pellets C1 according to EN 303-6",0.12]
["ü Eligible",null,"2014-10-17","2017-07-21","Biomass","Biomass Boiler","EVO Boilers","EVO HP 14","Evoworld GmbH","BBA 0169/01","BBA",null,"ü YES","ü YES","Wood Pellet catrgory C from EN 303-5",0.12]
["ü Eligible",null,"2014-10-17","2017-07-21","Biomass","Biomass Boiler","EVO Boilers","EVO HP 20","Evoworld GmbH","BBA 0169/02","BBA",null,"ü YES","ü YES","Wood Pellet catrgory C from EN 303-5",0.12]
["ü Eligible",null,"2014-10-17","2017-07-21","Biomass","Biomass Boiler","EVO Boilers","EVO HP 28","Evoworld GmbH","BBA 0169/03","BBA",null,"ü YES","ü YES","Wood Pellet catrgory C from EN 303-5",0.12]
["ü Eligible",null,"2015-06-26","2017-07-21","Biomass","Biomass Boiler","EVO Boilers","P 45","Evoworld GmbH","BBA 0169/04","BBA",null,"ü YES","ü YES","Wood Pellet",0.12]
["ü Eligible",null,"2014-10-29",null,"Biomass","Biomass Boiler","Extraflame HP15","Extraflame HP15","Extraflame SpA","HTSMCS1422/01","HETAS",null,"ü YES","ü YES","Wood pellet not for industrial use",0.12]
["ü Eligible",null,"2014-10-29",null,"Biomass","Biomass Boiler","Extraflame HP22","Extraflame HP22","Extraflame SpA","HTSMCS1422/02","HETAS",null,"ü YES","ü YES","Wood pellet not for industrial use",0.12,null,null,null,0,0,0,0,0,0,0,0,0,0,0,0,0,"Yes",null,null,null,"Kiwa","YES"]
["ü Eligible",null,"2014-10-29",null,"Biomass","Biomass Boiler","Extraflame HP30","Extraflame HP30","Extraflame SpA","HTSMCS1422/03","HETAS",null,"ü YES","ü YES","Wood pellet not for industrial use",0.12]
["ü Eligible",null,"2011-03-18",null,"Biomass","Biomass Boiler","Extraflame Pellet Boiler"," Extraflame Pellet Boiler LP 14","Extraflame SpA","HTSMCS1017/01","HETAS",null,"ü YES","ü YES","Wood Pellet",0.12]
["ü Eligible",null,"2011-03-18",null,"Biomass","Biomass Boiler","Extraflame Pellet Boiler"," Extraflame Pellet Boiler LP 20","Extraflame SpA","HTSMCS1017/02","HETAS",null,"ü YES","ü YES","Wood Pellet",0.12]
["ü Eligible",null,"2011-03-18",null,"Biomass","Biomass Boiler","Extraflame Pellet Boiler"," Extraflame Pellet Boiler LP 30","Extraflame SpA","HTSMCS1017/03","HETAS",null,"ü YES","ü YES","Wood Pellet",0.12,null,null,null,null,null,null,null,null,null,null,null,null,null,null,null,null,"Yes",null,null,null,"BBA","NO"]
["ü Eligible",null,"2013-01-21",null,"Biomass","Biomass Boiler","FIREBIRD BIO-CKP","BIO-CKP 25","Centrometal d.o.o.","HTSMCS1219/09","HETAS","No Valid Air Quality Emissions Certificate",null,"? To be determined"]
["ü Eligible",null,"2013-01-21",null,"Biomass","Biomass Boiler","FIREBIRD BIO-CKP","BIO-CKP 40","Centrometal d.o.o.","HTSMCS1219/10","HETAS","No Valid Air Quality Emissions Certificate",null,"? To be determined"]
["ü Eligible",null,"2013-01-21",null,"Biomass","Biomass Boiler","FIREBIRD BioSolid","BioSolid 26","Centrometal d.o.o.","HTSMCS1219/05","HETAS","No Valid Air Quality Emissions Certificate",null,"? To be determined"]
["ü Eligible",null,"2013-01-21",null,"Biomass","Biomass Boiler","FIREBIRD BioSolid","BioSolid 34","Centrometal d.o.o.","HTSMCS1219/06","HETAS","No Valid Air Quality Emissions Certificate",null,"? To be determined"]
["ü Eligible",null,"2013-01-21",null,"Biomass","Biomass Boiler","FIREBIRD Bio-Tec","Bio-Tec 35","Centrometal d.o.o.","HTSMCS1219/07","HETAS",null,null,"ü YES","Classification From EN 303-5: Log Wood A2",0.2]
["ü Eligible",null,"2013-01-21",null,"Biomass","Biomass Boiler","FIREBIRD Bio-Tec","Bio-Tec 45","Centrometal d.o.o.","HTSMCS1219/08","HETAS",null,null,"ü YES","Log Wood A2 Classification From EN 303-5",0.18]
["ü Eligible",null,"2013-01-21",null,"Biomass","Biomass Boiler","FIREBIRD EKO-CK P","EKO-CK P 25","Centrometal d.o.o.","HTSMCS1219/01","HETAS",null,"ü YES","ü YES","Wood Pellets-C1 according to BS EN 303-5:2012",0.12]
["ü Eligible",null,"2013-01-21",null,"Biomass","Biomass Boiler","FIREBIRD EKO-CK P","EKO-CK P 35","Centrometal d.o.o.","HTSMCS1219/02","HETAS",null,"ü YES","ü YES","Wood Pellets-C1 according to BS EN 303-5:2012",0.12]
["ü Eligible",null,"2013-01-21",null,"Biomass","Biomass Boiler","FIREBIRD EKO-CK P B","EKO-CK P B 25","Centrometal d.o.o.","HTSMCS1219/03","HETAS",null,"ü YES","ü YES","Wood Pellets-C1 according to BS EN 303-5:2012",0.12]
["ü Eligible",null,"2013-01-21",null,"Biomass","Biomass Boiler","FIREBIRD EKO-CK P B","EKO-CK P B 35","Centrometal d.o.o.","HTSMCS1219/04","HETAS",null,"ü YES","ü YES","Wood Pellets-C1 according to BS EN 303-5:2012",0.12]
["ü Eligible",null,"2017-10-05",null,"Biomass","Biomass Boiler","Firebird Tavistock","Firebird Tavistock 12","Firebird Products Ltd.","HTSMCS1707/01"]
["ü Eligible",null,"2017-10-05",null,"Biomass","Biomass Boiler","Firebird Tavistock","Firebird Tavistock 18","Firebird Products Ltd.","HTSMCS1707/02"]
["ü Eligible",null,"2017-10-05",null,"Biomass","Biomass Boiler","Firebird Tavistock","Firebird Tavistock 24","Firebird Products Ltd.","HTSMCS1707/03"]
["ü Eligible",null,"2017-10-05",null,"Biomass","Biomass Boiler","Firebird Tavistock","Firebird Tavistock 35","Firebird Products Ltd.","HTSMCS1707/04"]
["ü Eligible",null,"2015-07-02",null,"Biomass","Biomass Boiler","FIREMATIC","FIREMATIC 20","Herz Energietechnik GmbH","SZU 0003-12","SZU",null,null,"ü YES","Chipped wood B1 according to EN 303-5",0.35]
["ü Eligible",null,"2015-07-02",null,"Biomass","Biomass Boiler","FIREMATIC","FIREMATIC 35","Herz Energietechnik GmbH","SZU 0003-13","SZU",null,null,"ü YES","Chipped wood B1 according to EN 303-5",0.35]
["ü Eligible",null,"2015-07-02",null,"Biomass","Biomass Boiler","FIREMATIC","FIREMATIC 45","Herz Energietechnik GmbH","SZU 0003-14","SZU",null,null,"ü YES","Chipped wood B1 according to EN 303-5",0.35]
["ü Eligible",null,"2015-07-02",null,"Biomass","Biomass Boiler","FIRESTAR","FIRESTAR 18","Herz Energietechnik GmbH","SZU 0003-1","SZU",null,null,"ü YES","Wood",0.25]
["ü Eligible",null,"2015-07-02",null,"Biomass","Biomass Boiler","FIRESTAR","FIRESTAR 20","Herz Energietechnik GmbH","SZU 0003-2","SZU",null,null,"ü YES","Wood",0.25]
["ü Eligible",null,"2015-07-02",null,"Biomass","Biomass Boiler","FIRESTAR","FIRESTAR 30","Herz Energietechnik GmbH","SZU 0003-3","SZU",null,null,"ü YES","Wood",0.25,null,null,null,null,null,null,null,null,null,null,null,null,null,null,null,null,null,null,null,null,"Kiwa","YES"]
["ü Eligible",null,"2015-07-02",null,"Biomass","Biomass Boiler","FIRESTAR","FIRESTAR 40","Herz Energietechnik GmbH","SZU 0003-4","SZU",null,null,"ü YES","Wood",0.25]
["ü Eligible",null,"2017-10-13",null,"Biomass","Biomass Boiler","FIRESTAR","FIRESTAR LAMBDA ECO 20","Herz Energietechnik GmbH, Distributed by Rural Energy (Myriad CEG Ltd.)","SZU 0003-19"]
["ü Eligible",null,"2017-10-13",null,"Biomass","Biomass Boiler","FIRESTAR","FIRESTAR LAMBDA ECO 30","Herz Energietechnik GmbH, Distributed by Rural Energy (Myriad CEG Ltd.)","SZU 0003-20"]
["ü Eligible",null,"2017-10-13",null,"Biomass","Biomass Boiler","FIRESTAR","FIRESTAR LAMBDA ECO 40","Herz Energietechnik GmbH, Distributed by Rural Energy (Myriad CEG Ltd.)","SZU 0003-21"]
["ü Eligible",null,"2014-06-20",null,"Biomass","Biomass Boiler","Fröling P1 Pellet","Fröling P1 10 kW","Froling Heizkessel-und Behalterbau GmbH ","HTSMCS1406/02","HETAS",null,"ü YES","ü YES","Wood pellets 6mm as per EN 14961-2, Property class 1",0.1]
["ü Eligible",null,"2014-06-20",null,"Biomass","Biomass Boiler","Fröling P1 Pellet","Fröling P1 15 kW","Froling Heizkessel-und Behalterbau GmbH ","HTSMCS1406/03","HETAS",null,"ü YES","ü YES","Wood pellets 6mm as per EN 14961-2, Property class 1",0.1]
["ü Eligible",null,"2014-06-20",null,"Biomass","Biomass Boiler","Fröling P1 Pellet","Fröling P1 20 kW","Froling Heizkessel-und Behalterbau GmbH ","HTSMCS1406/04","HETAS",null,"ü YES","ü YES","Wood pellets 6mm as per EN 14961-2, Property class 1",0.1]
["ü Eligible",null,"2014-06-20",null,"Biomass","Biomass Boiler","Fröling P1 Pellet","Fröling P1 7 kW","Froling Heizkessel-und Behalterbau GmbH ","HTSMCS1406/01","HETAS",null,"ü YES","ü YES","Wood pellets 6mm as per EN 14961-2, Property class 1",0.1]
["ü Eligible",null,"2014-07-02",null,"Biomass","Biomass Boiler","Fröling P4 Pellet","Fröling P4 45","Froling Heizkessel-und Behalterbau GmbH ","HTSMCS1411/01","HETAS",null,"ü YES","ü YES","Wood Pellet",0.1]
["ü Eligible",null,"2011-01-21",null,"Biomass","Biomass Boiler","Fröling P4 Pellet","Fröling P4 Pellet 15","Froling Heizkessel-und Behalterbau GmbH ","HTSMCS1005/02","HETAS",null,"ü YES","ü YES","Wood Pellet",0.1]
["ü Eligible",null,"2011-01-21",null,"Biomass","Biomass Boiler","Fröling P4 Pellet","Fröling P4 Pellet 20","Froling Heizkessel-und Behalterbau GmbH ","HTSMCS1005/03","HETAS",null,"ü YES","ü YES","Wood Pellet",0.1]
["ü Eligible",null,"2011-01-21",null,"Biomass","Biomass Boiler","Fröling P4 Pellet","Fröling P4 Pellet 25","Froling Heizkessel-und Behalterbau GmbH ","HTSMCS1005/04","HETAS",null,"ü YES","ü YES","Wood Pellet",0.1]
["ü Eligible",null,"2011-01-21",null,"Biomass","Biomass Boiler","Fröling P4 Pellet","Fröling P4 Pellet 32","Froling Heizkessel-und Behalterbau GmbH ","HTSMCS1005/05","HETAS",null,"ü YES","ü YES","Wood Pellet",0.1]
["ü Eligible",null,"2011-01-21",null,"Biomass","Biomass Boiler","Fröling P4 Pellet","Fröling P4 Pellet 38","Froling Heizkessel-und Behalterbau GmbH ","HTSMCS1005/06","HETAS",null,"ü YES","ü YES","Wood Pellet",0.1]
["ü Eligible",null,"2011-01-21",null,"Biomass","Biomass Boiler","Fröling P4 Pellet","Fröling P4 Pellet 8","Froling Heizkessel-und Behalterbau GmbH ","HTSMCS1005/01","HETAS",null,"ü YES","ü YES","Wood Pellet",0.1]
["ü Eligible",null,"2016-06-07",null,"Biomass","Biomass Boiler","Froling PE1 Pellet","Froling PE1 Pellet 25","Froeling Heizkessel Und Behalterbau GES M.B.H., Distibuted by British Gas","HTSMCS1530/01","HETAS",null,null,"ü YES","6mm Wood pellets according to EN ISO 17225-2,Class A1",0.12]
["ü Eligible",null,"2016-06-07",null,"Biomass","Biomass Boiler","Froling PE1 Pellet","Froling PE1 Pellet 30","Froeling Heizkessel Und Behalterbau GES M.B.H., Distibuted by British Gas","HTSMCS1530/02","HETAS",null,null,"ü YES","6mm Wood pellets according to EN ISO 17225-2,Class A1",0.12]
["ü Eligible",null,"2016-06-07",null,"Biomass","Biomass Boiler","Froling PE1 Pellet","Froling PE1 Pellet 35","Froeling Heizkessel Und Behalterbau GES M.B.H., Distibuted by British Gas","HTSMCS1530/03","HETAS",null,null,"ü YES","6mm Wood pellets according to EN ISO 17225-2,Class A1",0.12]
["ü Eligible",null,"2015-07-16",null,"Biomass","Biomass Boiler","Fröling PE1 Pellet","Fröling PE1 10 kW","Froeling Heizkessel Und Behalterbau GES M.B.H., Distibuted by British Gas","HTSMCS1518/02","HETAS",null,"ü YES","ü YES","6mm Wood pellets according to EN ISO 17225-2,Class A1",0.12]
["ü Eligible",null,"2015-07-16",null,"Biomass","Biomass Boiler","Fröling PE1 Pellet","Fröling PE1 15 kW","Froeling Heizkessel Und Behalterbau GES M.B.H., Distibuted by British Gas","HTSMCS1518/03","HETAS",null,"ü YES","ü YES","6mm Wood pellets according to EN ISO 17225-2,Class A1",0.12]
["ü Eligible",null,"2015-07-16",null,"Biomass","Biomass Boiler","Fröling PE1 Pellet","Fröling PE1 20 kW","Froeling Heizkessel Und Behalterbau GES M.B.H., Distibuted by British Gas","HTSMCS1518/04","HETAS",null,"ü YES","ü YES","6mm Wood pellets according to EN ISO 17225-2,Class A1",0.12]
["ü Eligible",null,"2015-07-16",null,"Biomass","Biomass Boiler","Fröling PE1 Pellet","Fröling PE1 7 kW","Froeling Heizkessel Und Behalterbau GES M.B.H., Distibuted by British Gas","HTSMCS1518/01","HETAS",null,"ü YES","ü YES","6mm Wood pellets according to EN ISO 17225-2,Class A1",0.12]
["ü Eligible",null,"2015-05-13",null,"Biomass","Biomass Boiler","Froling S1","Froling S1 15kW","Froling Heizkessel-und Behalterbau GmbH ","HTSMCS1433/01","HETAS","No Valid Air Quality Emissions Certificate",null,"? To be determined"]
["ü Eligible",null,"2015-05-13",null,"Biomass","Biomass Boiler","Froling S1","Froling S1 20kW","Froling Heizkessel-und Behalterbau GmbH ","HTSMCS1433/02","HETAS","No Valid Air Quality Emissions Certificate",null,"? To be determined"]
["ü Eligible",null,"2011-01-21",null,"Biomass","Biomass Boiler","Fröling S3 Turbo","Fröling S3 Turbo 18","Froling Heizkessel-und Behalterbau GmbH ","HTSMCS1005/07","HETAS",null,null,"ü YES","Log Wood EN 14961-5, class A2, L50",0.25]
["ü Eligible",null,"2011-01-21",null,"Biomass","Biomass Boiler","Fröling S3 Turbo","Fröling S3 Turbo 28","Froling Heizkessel-und Behalterbau GmbH ","HTSMCS1005/08","HETAS",null,null,"ü YES","Log Wood EN 14961-5, class A2, L50",0.25]
["ü Eligible",null,"2011-01-21",null,"Biomass","Biomass Boiler","Fröling S3 Turbo","Fröling S3 Turbo 36","Froling Heizkessel-und Behalterbau GmbH ","HTSMCS1005/09","HETAS",null,null,"ü YES","Log Wood EN 14961-5, class A2, L50",0.25]
["ü Eligible",null,"2011-01-21",null,"Biomass","Biomass Boiler","Fröling S3 Turbo","Fröling S3 Turbo 45","Froling Heizkessel-und Behalterbau GmbH ","HTSMCS1005/10","HETAS",null,null,"ü YES","Log Wood EN 14961-5, class A2, L50",0.25]
["ü Eligible",null,"2011-01-21",null,"Biomass","Biomass Boiler","Fröling S4 Turbo","Fröling S4 Turbo 15","Froling Heizkessel-und Behalterbau GmbH ","HTSMCS1005/11","HETAS",null,null,"ü YES","Log Wood EN 14961-5, class A2, L50",0.25]
["ü Eligible",null,"2011-01-21",null,"Biomass","Biomass Boiler","Fröling S4 Turbo","Fröling S4 Turbo 22","Froling Heizkessel-und Behalterbau GmbH ","HTSMCS1005/12","HETAS",null,null,"ü YES","Log Wood EN 14961-5, class A2, L50",0.25]
["ü Eligible",null,"2011-01-21",null,"Biomass","Biomass Boiler","Fröling S4 Turbo","Fröling S4 Turbo 28","Froling Heizkessel-und Behalterbau GmbH ","HTSMCS1005/13","HETAS",null,null,"ü YES","Log Wood EN 14961-5, class A2, L50",0.25,null,null,null,null,null,null,null,null,null,null,null,null,null,null,null,null,null,null,null,null,"Kiwa","YES"]
["ü Eligible",null,"2011-01-21",null,"Biomass","Biomass Boiler","Fröling S4 Turbo","Fröling S4 Turbo 34","Froling Heizkessel-und Behalterbau GmbH ","HTSMCS1005/14","HETAS",null,null,"ü YES","Log Wood EN 14961-5, class A2, L50",0.25]
["ü Eligible",null,"2011-01-21",null,"Biomass","Biomass Boiler","Fröling S4 Turbo","Fröling S4 Turbo 40","Froling Heizkessel-und Behalterbau GmbH ","HTSMCS1005/15","HETAS",null,null,"ü YES","Log Wood EN 14961-5, class A2, L50",0.25]
["ü Eligible",null,"2013-05-09",null,"Biomass","Biomass Boiler","Fröling SP Dual","SP Dual 15","Froling Heizkessel-und Behalterbau GmbH ","HTSMCS1302/01","HETAS",null,"ü YES","ü YES","Wood pellet",0.1]
["ü Eligible",null,"2013-05-09",null,"Biomass","Biomass Boiler","Fröling SP Dual","SP Dual 22","Froling Heizkessel-und Behalterbau GmbH ","HTSMCS1302/02","HETAS",null,"ü YES","ü YES","Wood pellet",0.1]
["ü Eligible",null,"2013-05-09",null,"Biomass","Biomass Boiler","Fröling SP Dual","SP Dual 28","Froling Heizkessel-und Behalterbau GmbH ","HTSMCS1302/03","HETAS",null,"ü YES","ü YES","Wood pellet",0.1]
["ü Eligible",null,"2013-05-09",null,"Biomass","Biomass Boiler","Fröling SP Dual","SP Dual 34","Froling Heizkessel-und Behalterbau GmbH ","HTSMCS1302/04","HETAS",null,"ü YES","ü YES","Wood pellet",0.1]
["ü Eligible",null,"2013-05-09",null,"Biomass","Biomass Boiler","Fröling SP Dual","SP Dual 40","Froling Heizkessel-und Behalterbau GmbH ","HTSMCS1302/05","HETAS",null,"ü YES","ü YES","Wood pellet",0.1]
["ü Eligible",null,"2012-11-23",null,"Biomass","Biomass Boiler","Fröling T4","Fröling T4 - 24 (pellets)","Froling Heizkessel-und Behalterbau GmbH ","HTSMCS1209/01","HETAS",null,"ü YES","ü YES","Wood Pellet",0.1]
["ü Eligible",null,"2012-11-23",null,"Biomass","Biomass Boiler","Fröling T4","Fröling T4 - 24 (wood chips)","Froling Heizkessel-und Behalterbau GmbH ","HTSMCS1209/02","HETAS",null,null,"ü YES","Wood chip",0.35]
["ü Eligible",null,"2012-11-23",null,"Biomass","Biomass Boiler","Fröling T4","Fröling T4 - 30 (pellets)","Froling Heizkessel-und Behalterbau GmbH ","HTSMCS1209/03","HETAS",null,"ü YES","ü YES","Wood Pellet",0.1]
["ü Eligible",null,"2012-11-23",null,"Biomass","Biomass Boiler","Fröling T4","Fröling T4 - 30 (wood chips)","Froling Heizkessel-und Behalterbau GmbH ","HTSMCS1209/04","HETAS",null,null,"ü YES","Wood chip",0.35]
["ü Eligible",null,"2012-11-23",null,"Biomass","Biomass Boiler","Fröling T4","Fröling T4 - 40 (pellets)","Froling Heizkessel-und Behalterbau GmbH ","HTSMCS1209/05","HETAS",null,"ü YES","ü YES","Wood Pellet",0.1]
["ü Eligible",null,"2012-11-23",null,"Biomass","Biomass Boiler","Fröling T4","Fröling T4 - 40 (wood chips)","Froling Heizkessel-und Behalterbau GmbH ","HTSMCS1209/06","HETAS",null,null,"ü YES","Wood chip",0.35]
["ü Eligible",null,"2016-10-07",null,"Biomass","Biomass Boiler","Frontier CX  ","Frontier CX (28kW)  ","Greenwood Clean Energy, Inc.  ","SZU 0008-01","SZU",null,null,"ü YES","Wood - A",0.2]
["ü Eligible",null,"2016-06-06",null,"Biomass","Biomass Boiler","F-Series","F20","HDG Bavaria GmbH; Euroheat Distributors (HBS) Ltd.","HTSMCS1602/01","HETAS","No Valid Air Quality Emissions Certificate",null,"? To be determined"]
["ü Eligible",null,"2016-06-06",null,"Biomass","Biomass Boiler","F-Series","F25","HDG Bavaria GmbH; Euroheat Distributors (HBS) Ltd.","HTSMCS1602/02","HETAS","No Valid Air Quality Emissions Certificate",null,"? To be determined"]
["ü Eligible",null,"2016-06-06",null,"Biomass","Biomass Boiler","F-Series","F30","HDG Bavaria GmbH; Euroheat Distributors (HBS) Ltd.","HTSMCS1602/03","HETAS","No Valid Air Quality Emissions Certificate",null,"? To be determined"]
["ü Eligible",null,"2016-06-06",null,"Biomass","Biomass Boiler","F-Series","F40","HDG Bavaria GmbH; Euroheat Distributors (HBS) Ltd.","HTSMCS1602/04","HETAS","No Valid Air Quality Emissions Certificate",null,"? To be determined"]
["ü Eligible",null,"2016-06-06",null,"Biomass","Biomass Boiler","F-Series","F45","HDG Bavaria GmbH; Euroheat Distributors (HBS) Ltd.","HTSMCS1602/05","HETAS","No Valid Air Quality Emissions Certificate",null,"? To be determined"]
["ü Eligible",null,"2011-08-17",null,"Biomass","Biomass Boiler","Fumo 12","FBR 12","LSM Steel ApS","HTSMCS1016/01","HETAS","No Valid Air Quality Emissions Certificate","ü YES","? To be determined"]
["ü Eligible",null,"2011-08-17",null,"Biomass","Biomass Boiler","Fumo 25","FBR 25","LSM Steel ApS","HTSMCS1016/02","HETAS","No Valid Air Quality Emissions Certificate","ü YES","? To be determined"]
["ü Eligible",null,"2011-08-17",null,"Biomass","Biomass Boiler","Fumo 45","FBR 45","LSM Steel ApS","HTSMCS1016/03","HETAS","No Valid Air Quality Emissions Certificate","ü YES","? To be determined",null,null,null,null,null,null,null,null,null,null,null,null,null,null,null,null,null,null,"Yes",null,null,null,"BBA"]
["ü Eligible",null,"2015-09-24",null,"Biomass","Biomass boiler","Fu-Wi Pellet 12 boiler","Fu-Wi Pellet 12 boiler","Fu-Wi sp.Z.o.o","MCS BH0229/01",3.75,null,"ü YES","ü YES","Wood pellets",0.1]
["ü Eligible",null,"2015-09-24",null,"Biomass","Biomass boiler","Fu-Wi Pellet 17 boiler","Fu-Wi Pellet 17 boiler","Fu-Wi sp.Z.o.o","MCS BH0229/02",3.87,null,"ü YES","ü YES","Wood pellets",0.1]
["ü Eligible",null,"2015-09-24",null,"Biomass","Biomass boiler","Fu-Wi Pellet 24 boiler","Fu-Wi Pellet 24 boiler","Fu-Wi sp.Z.o.o","MCS BH0229/03",3.89,null,"ü YES","ü YES","Wood pellets",0.1]
["ü Eligible",null,"2015-09-24",null,"Biomass","Biomass boiler","Fu-Wi Pellet 33 boiler","Fu-Wi Pellet 33 boiler","Fu-Wi sp.Z.o.o","MCS BH0229/04",3.75,null,"ü YES","ü YES","Wood pellets",0.1]
["ü Eligible",null,"2012-10-26",null,"Biomass","Biomass Boiler","Gasogen","Gasogen G3 25 2S","UNICAL AG S.p.A.","HTSMCS1205/03","HETAS",null,null,"ü YES","Wood Logs EN 303-5",0.15]
["ü Eligible",null,"2012-10-26",null,"Biomass","Biomass Boiler","Gasogen","Gasogen G3 40 2S","UNICAL AG S.p.A.","HTSMCS1205/04","HETAS",null,null,"ü YES","Wood Logs EN 303-5",0.15]
["ü Eligible",null,"2013-07-31","2017-04-17","Biomass","Biomass Boiler","Gilles HPK-RA","Gilles HPK-RA 12.5 pellets","GILLES Energie- und Umwelttechnik GmbH & Co KG ","HTSMCS1215/05","HETAS",null,"ü YES","ü YES","Pellet",0.1]
["ü Eligible",null,"2013-07-31","2017-04-17","Biomass","Biomass Boiler","Gilles HPK-RA","Gilles HPK-RA 14.5 pellets","GILLES Energie- und Umwelttechnik GmbH & Co KG ","HTSMCS1215/06","HETAS",null,"ü YES","ü YES","Pellet",0.1]
["ü Eligible",null,"2013-07-31","2017-04-17","Biomass","Biomass Boiler","Gilles HPK-RA","Gilles HPK-RA 15 pellets","GILLES Energie- und Umwelttechnik GmbH & Co KG ","HTSMCS1215/08","HETAS",null,"ü YES","ü YES","Pellet",0.1]
["ü Eligible",null,"2013-07-31","2017-04-17","Biomass","Biomass Boiler","Gilles HPK-RA","Gilles HPK-RA 19.5 pellets","GILLES Energie- und Umwelttechnik GmbH & Co KG ","HTSMCS1215/07","HETAS",null,"ü YES","ü YES","Pellet",0.1]
["ü Eligible",null,"2013-07-31","2017-04-17","Biomass","Biomass Boiler","Gilles HPK-RA","Gilles HPK-RA 20 pellets","GILLES Energie- und Umwelttechnik GmbH & Co KG ","HTSMCS1215/09","HETAS",null,"ü YES","ü YES","Pellet",0.1]
["ü Eligible",null,"2013-07-31","2017-04-17","Biomass","Biomass Boiler","Gilles HPK-RA","Gilles HPK-RA 25 pellets","GILLES Energie- und Umwelttechnik GmbH & Co KG ","HTSMCS1215/10","HETAS",null,"ü YES","ü YES","Pellet",0.1]
["ü Eligible",null,"2013-07-31","2017-04-17","Biomass","Biomass Boiler","Gilles HPK-RA","Gilles HPK-RA 30 pellets","GILLES Energie- und Umwelttechnik GmbH & Co KG ","HTSMCS1215/11","HETAS",null,"ü YES","ü YES","Pellet",0.1]
["ü Eligible",null,"2013-07-31","2017-04-17","Biomass","Biomass Boiler","Gilles HPK-RA","Gilles HPK-RA 30 wood chips","GILLES Energie- und Umwelttechnik GmbH & Co KG ","HTSMCS1215/01","HETAS",null,null,"ü YES","Wood Chips/Wood Pellets ",0.3]
["ü Eligible",null,"2013-07-31","2017-04-17","Biomass","Biomass Boiler","Gilles HPK-RA","Gilles HPK-RA 35 pellets","GILLES Energie- und Umwelttechnik GmbH & Co KG ","HTSMCS1215/12","HETAS",null,"ü YES","ü YES","Pellet",0.1]
["ü Eligible",null,"2013-07-31","2017-04-17","Biomass","Biomass Boiler","Gilles HPK-RA","Gilles HPK-RA 35 wood chips","GILLES Energie- und Umwelttechnik GmbH & Co KG ","HTSMCS1215/02","HETAS",null,null,"ü YES","Wood Chips/Wood Pellets ",0.3]
["ü Eligible",null,"2013-07-31","2017-04-17","Biomass","Biomass Boiler","Gilles HPK-RA","Gilles HPK-RA 40 pellets","GILLES Energie- und Umwelttechnik GmbH & Co KG ","HTSMCS1215/13","HETAS",null,"ü YES","ü YES","Pellet",0.1]
["ü Eligible",null,"2013-07-31","2017-04-17","Biomass","Biomass Boiler","Gilles HPK-RA","Gilles HPK-RA 40 wood chips","GILLES Energie- und Umwelttechnik GmbH & Co KG ","HTSMCS1215/03","HETAS",null,null,"ü YES","Wood Chips/Wood Pellets ",0.3]
["ü Eligible",null,"2013-07-31","2017-04-17","Biomass","Biomass Boiler","Gilles HPK-RA","Gilles HPK-RA 45 pellets","GILLES Energie- und Umwelttechnik GmbH & Co KG ","HTSMCS1215/14","HETAS",null,"ü YES","ü YES","Pellet",0.1]
["ü Eligible",null,"2013-07-31","2017-04-17","Biomass","Biomass Boiler","Gilles HPK-RA","Gilles HPK-RA 45 wood chips","GILLES Energie- und Umwelttechnik GmbH & Co KG ","HTSMCS1215/04","HETAS",null,null,"ü YES","Wood Chips/Wood Pellets ",0.3]
["ü Eligible",null,"2015-12-24",null,"Biomass","Biomass Boiler","Grant Spira Biomass Boilers","5-18kW","Grant Engineering (IRE) Ltd","BBA 0120/04","BBA",null,"ü YES","ü YES","Wood pellets Based on compressed wood (category C1) classification from BS EN 303-5",0.12]
["ü Eligible",null,"2015-12-24",null,"Biomass","Biomass Boiler","Grant Spira Biomass Boilers","5-18kW","Grant Engineering (UK) Ltd","BBA 0121/04","BBA",null,"ü YES","ü YES","Wood pellets Based on compressed wood (category C1) classification from BS EN 303-5",0.12]
["ü Eligible",null,"2012-01-03",null,"Biomass","Biomass Boiler","Grant Spira Biomass Boilers","6-26kW ","Grant Engineering Ltd","BBA 0120/01","BBA",null,"ü YES","ü YES","Pellet ",0.12]
["ü Eligible",null,"2012-01-03",null,"Biomass","Biomass Boiler","Grant Spira Biomass Boilers","6-26kW ","Grant Engineering Ltd","BBA 0121/01","BBA",null,"ü YES","ü YES","Pellet",0.12]
["ü Eligible",null,"2012-01-03",null,"Biomass","Biomass Boiler","Grant Spira Biomass Boilers","9-36 kW ","Grant Engineering Ltd","BBA 0120/02","BBA",null,"ü YES","ü YES","Pellet",0.12]
["ü Eligible",null,"2012-01-03",null,"Biomass","Biomass Boiler","Grant Spira Biomass Boilers","9-36kW ","Grant Engineering Ltd","BBA 0121/02","BBA",null,"ü YES","ü YES","Pellet ",0.12]
["ü Eligible",null,"2015-10-09",null,"Biomass","Biomass Boiler","Grant Vecta Biomass Boilers","4-16kW","Grant Engineering (IRE) Ltd","BBA 0120/03","BBA",null,"ü YES","ü YES","Pellet",0.12]
["ü Eligible",null,"2015-10-09",null,"Biomass","Biomass Boiler","Grant Vecta Biomass Boilers","4-16kW","Grant Engineering (UK) Ltd","BBA 0121/03","BBA",null,"ü YES","ü YES","Wood pellets",0.12]
["ü Eligible",null,"2014-03-07",null,"Biomass","Biomass Boiler","Greenflame 18 Slim","Greenflame 18 Slim","TR Engineering Ltd.","HTSMCS1323/03","HETAS",null,"ü YES","ü YES","Wood Pellet",0.12]
["ü Eligible",null,"2010-12-24",null,"Biomass","Biomass boiler","Guntamatic Biocom 30 Box","Guntamatic Biocom 30 Box","TRECO Ltd","MCS BH0048/02",3.8875283449917495,null,"ü YES","ü YES","Wood Pellet",0.12]
["ü Eligible",null,"2010-12-24",null,"Biomass","Biomass boiler","Guntamatic Biocom 30 Flex","Guntamatic Biocom 30 Flex","TRECO Ltd","MCS BH0048/01",3.8875283449917495,null,"ü YES","ü YES","Wood Pellet",0.12]
["ü Eligible",null,"2010-12-24",null,"Biomass","Biomass boiler","Guntamatic Biocom 40 Box","Guntamatic Biocom 40 Box","TRECO Ltd","MCS BH0048/04",3.8919330855398293,null,"ü YES","ü YES","Wood Pellet",0.12]
["ü Eligible",null,"2010-12-24",null,"Biomass","Biomass boiler","Guntamatic Biocom 40 Flex","Guntamatic Biocom 40 Flex","TRECO Ltd","MCS BH0048/03",3.8919330855398293,null,"ü YES","ü YES","Wood Pellet",0.12]
["ü Eligible",null,"2010-12-24",null,"Biomass","Biomass boiler","Guntamatic Biocom 50 Box","Guntamatic Biocom 50 Box","TRECO Ltd","MCS BH0048/06",3.5278921152747671,"No Valid Air Quality Emissions Certificate","ü YES","? To be determined"]
["ü Eligible",null,"2010-12-24",null,"Biomass","Biomass boiler","Guntamatic Biocom 50 Flex","Guntamatic Biocom 50 Flex","TRECO Ltd","MCS BH0048/05",3.5278921152747671,"No Valid Air Quality Emissions Certificate","ü YES","? To be determined"]
["ü Eligible",null,"2012-12-18",null,"Biomass","Biomass boiler","Guntamatic BMK 20","BMK 20","TRECO Ltd","MCS BH0048/25",null,null,null,"ü YES","Log",0.25]
["ü Eligible",null,"2012-12-18",null,"Biomass","Biomass boiler","Guntamatic BMK 30","BMK 30","TRECO Ltd","MCS BH0048/26",null,null,null,"ü YES","Log",0.25]
["ü Eligible",null,"2012-12-18",null,"Biomass","Biomass boiler","Guntamatic BMK 40","BMK 40","TRECO Ltd","MCS BH0048/27",null,null,null,"ü YES","Log",0.25]
["ü Eligible",null,"2011-03-25",null,"Biomass","Biomass boiler","Guntamatic Powerchip 20/30","Guntamatic Powerchip 20/30","TRECO Ltd","MCS BH0048/11",null,null,null,"ü YES","Wood Chips/Wood Pellets ",0.35]
["ü Eligible",null,"2011-03-25",null,"Biomass","Biomass boiler","Guntamatic Powerchip 40/50","Guntamatic Powerchip 40/50","TRECO Ltd","MCS BH0048/12",null,null,null,"ü YES","Wood Chips/Wood Pellets ",0.35]
["ü Eligible",null,"2011-03-25",null,"Biomass","Biomass boiler","Guntamatic Powercorn 30 Box","Guntamatic Powercorn 30 Box","TRECO Ltd","MCS BH0048/08",null,"No Valid Air Quality Emissions Certificate",null,"? To be determined"]
["ü Eligible",null,"2011-03-25",null,"Biomass","Biomass boiler","Guntamatic Powercorn 30 Flex","Guntamatic Powercorn 30 Flex","TRECO Ltd","MCS BH0048/07",null,"No Valid Air Quality Emissions Certificate",null,"? To be determined"]
["ü Eligible",null,"2011-03-25",null,"Biomass","Biomass boiler","Guntamatic Powercorn 50 Box","Guntamatic Powercorn 50 Box","TRECO Ltd","MCS BH0048/10",null,"No Valid Air Quality Emissions Certificate",null,"? To be determined"]
["ü Eligible",null,"2011-03-25",null,"Biomass","Biomass boiler","Guntamatic Powercorn 50 Flex","Guntamatic Powercorn 50 Flex","TRECO Ltd","MCS BH0048/09",null,"No Valid Air Quality Emissions Certificate",null,"? To be determined"]
["ü Eligible",null,"2012-10-26",null,"Biomass","Biomass boiler","Guntamatic Synchro 31","Synchro 31","TRECO Ltd","MCS BH0048/22",null,"No Valid Air Quality Emissions Certificate",null,"? To be determined"]
["ü Eligible",null,"2012-10-26",null,"Biomass","Biomass boiler","Guntamatic Synchro 34","Synchro 34","TRECO Ltd","MCS BH0048/23",null,"No Valid Air Quality Emissions Certificate",null,"? To be determined"]
["ü Eligible",null,"2012-10-26",null,"Biomass","Biomass boiler","Guntamatic Synchro 44","Synchro 44","TRECO Ltd","MCS BH0048/24",null,"No Valid Air Quality Emissions Certificate",null,"? To be determined"]
["ü Eligible",null,"2014-12-04",null,"Biomass","Biomass Boiler","Hargassner Wood Chip Boiler ECO-HK 20","Hargassner Wood Chip Boiler ECO-HK 20","Hargassner GesmbH, Distributed by Wood Energy Ltd.","HTSMCS1417/01","HETAS",null,null,"ü YES","Chipped wood B1 according to EN303-5",0.35]
["ü Eligible",null,"2014-12-04",null,"Biomass","Biomass Boiler","Hargassner Wood Chip Boiler ECO-HK 30","Hargassner Wood Chip Boiler ECO-HK 30","Hargassner GesmbH, Distributed by Wood Energy Ltd.","HTSMCS1417/02","HETAS",null,null,"ü YES","Chipped wood B1 according to EN303-5",0.35]
["ü Eligible",null,"2014-12-04",null,"Biomass","Biomass Boiler","Hargassner Wood Chip Boiler ECO-HK 35","Hargassner Wood Chip Boiler ECO-HK 35","Hargassner GesmbH, Distributed by Wood Energy Ltd.","HTSMCS1417/03","HETAS",null,null,"ü YES","Chipped wood B1 according to EN303-5",0.35]
["ü Eligible",null,"2014-12-04",null,"Biomass","Biomass Boiler","Hargassner Wood Chip Boiler ECO-HK 40","Hargassner Wood Chip Boiler ECO-HK 40","Hargassner GesmbH, Distributed by Wood Energy Ltd.","HTSMCS1417/04","HETAS",null,null,"ü YES","Chipped wood B1 according to EN303-5",0.35]
["ü Eligible",null,"2014-12-04",null,"Biomass","Biomass Boiler","Hargassner Wood Chip Boiler ECO-HK 45","Hargassner Wood Chip Boiler ECO-HK 45","Hargassner GesmbH, Distributed by Wood Energy Ltd.","HTSMCS1417/05","HETAS",null,null,"ü YES","Chipped wood B1 according to EN303-5",0.35]
["ü Eligible",null,"2014-12-04",null,"Biomass","Biomass Boiler","Hargassner Wood Log Boiler HV 20","Hargassner Wood Log Boiler HV 20","Hargassner GesmbH, Distributed by Wood Energy Ltd.","HTSMCS1417/10","HETAS",null,null,"ü YES","Wood Logs A according to EN303-5",0.25]
["ü Eligible",null,"2014-12-04",null,"Biomass","Biomass Boiler","Hargassner Wood LOG Boiler HV 30","Hargassner Wood LOG Boiler HV 30","Hargassner GesmbH, Distributed by Wood Energy Ltd.","HTSMCS1417/11","HETAS",null,null,"ü YES","Wood Logs A according to EN303-5",0.25]
["ü Eligible",null,"2014-12-04",null,"Biomass","Biomass Boiler","Hargassner Wood Log Boiler HV 40","Hargassner Wood Log Boiler HV 40","Hargassner GesmbH, Distributed by Wood Energy Ltd.","HTSMCS1417/12","HETAS",null,null,"ü YES","Wood Logs A according to EN303-5",0.25]
["ü Eligible",null,"2014-12-04",null,"Biomass","Biomass Boiler","Hargassner Wood Log Boiler HV 45","Hargassner Wood Log Boiler HV 45","Hargassner GesmbH, Distributed by Wood Energy Ltd.","HTSMCS1417/13","HETAS",null,null,"ü YES","Wood Logs A according to EN303-5",0.25]
["ü Eligible",null,"2014-12-04",null,"Biomass","Biomass Boiler","Hargassner Wood Pellet Boiler ECO-HK 20","Hargassner Wood Pellet Boiler ECO-HK 20","Hargassner GesmbH, Distributed by Wood Energy Ltd.","HTSMCS1417/06","HETAS",null,"ü YES","ü YES","Wood pellets C1 according to EN303-5",0.12]
["ü Eligible",null,"2014-12-04",null,"Biomass","Biomass Boiler","Hargassner Wood Pellet Boiler ECO-HK 30","Hargassner Wood Pellet Boiler ECO-HK 30","Hargassner GesmbH, Distributed by Wood Energy Ltd.","HTSMCS1417/07","HETAS",null,"ü YES","ü YES","Wood pellets C1 according to EN303-5",0.12]
["ü Eligible",null,"2014-12-04",null,"Biomass","Biomass Boiler","Hargassner Wood Pellet Boiler ECO-HK 35","Hargassner Wood Pellet Boiler ECO-HK 35","Hargassner GesmbH, Distributed by Wood Energy Ltd.","HTSMCS1417/08","HETAS",null,"ü YES","ü YES","Wood pellets C1 according to EN303-5",0.12]
["ü Eligible",null,"2014-12-04",null,"Biomass","Biomass Boiler","Hargassner Wood Pellet Boiler ECO-HK 40","Hargassner Wood Pellet Boiler ECO-HK 40","Hargassner GesmbH, Distributed by Wood Energy Ltd.","HTSMCS1417/09","HETAS",null,"ü YES","ü YES","Wood pellets C1 according to EN303-5",0.12]
["ü Eligible",null,"2010-06-02",null,"Biomass","Biomass Boiler","HDG Compact","HDG Compact C25 Pellet","HDG Bavaria GmbH; Euroheat Distributors (HBS) Ltd.","HTSMCS0903/06","HETAS",null,"ü YES","ü YES","Wood Pellet",0.1,null,null,null,2.6098061619022586,2.5521233008868536,0,0,0,0,0,0,0,0,0,0,0,"Yes",null,null,null,"Kiwa"]
["ü Eligible",null,"2010-06-02",null,"Biomass","Biomass Boiler","HDG Compact","HDG Compact C25 wood chip","HDG Bavaria GmbH; Euroheat Distributors (HBS) Ltd.","HTSMCS0903/04","HETAS",null,null,"ü YES","Wood Chip",0.25]
["ü Eligible",null,"2010-06-02",null,"Biomass","Biomass Boiler","HDG Compact","HDG Compact C35 Pellet","HDG Bavaria GmbH; Euroheat Distributors (HBS) Ltd.","HTSMCS0903/07","HETAS",null,"ü YES","ü YES","Wood Pellet",0.1]
["ü Eligible",null,"2010-06-02",null,"Biomass","Biomass Boiler","HDG Compact","HDG Compact C35 wood chip","HDG Bavaria GmbH; Euroheat Distributors (HBS) Ltd.","HTSMCS0903/05","HETAS",null,null,"ü YES","Wood Chip",0.25]
["ü Eligible",null,"2013-08-01",null,"Biomass","Biomass Boiler","HDG Compact","HDG Compact C45 Pellet","HDG Bavaria GmbH; Euroheat Distributors (HBS) Ltd.","HTSMCS1309/01","HETAS",null,"ü YES","ü YES","Wood Pellet",0.1]
["ü Eligible",null,"2013-08-01",null,"Biomass","Biomass Boiler","HDG Compact","HDG Compact C45 wood chip","HDG Bavaria GmbH; Euroheat Distributors (HBS) Ltd.","HTSMCS1309/02","HETAS",null,null,"ü YES","Wood Chip",0.25]
["ü Eligible",null,"2009-10-08",null,"Biomass","Biomass Boiler","HDG Euro","HDG Euro 30 ","HDG Bavaria GmbH; Euroheat Distributors (HBS) Ltd.","HTSMCS0902/01","HETAS",null,null,"ü YES","Wood Log",0.25]
["ü Eligible",null,"2009-10-08",null,"Biomass","Biomass Boiler","HDG Euro","HDG Euro 40","HDG Bavaria GmbH; Euroheat Distributors (HBS) Ltd.","HTSMCS0902/02","HETAS",null,null,"ü YES","Wood Log",0.25]
["ü Eligible",null,"2013-08-01",null,"Biomass","Biomass Boiler","HDG Euro","HDG Euro 45","HDG Bavaria GmbH; Euroheat Distributors (HBS) Ltd.","HTSMCS1309/03","HETAS",null,null,"ü YES","Wood Log",0.25]
["ü Eligible",null,"2013-04-05",null,"Biomass","Biomass Boiler","HDG K Series","HDG K10","HDG Bavaria GmbH; Euroheat Distributors (HBS) Ltd.","HTSMCS1222/01","HETAS",null,"ü YES","ü YES","Wood pellet",0.1]
["ü Eligible",null,"2013-04-05",null,"Biomass","Biomass Boiler","HDG K Series","HDG K15","HDG Bavaria GmbH; Euroheat Distributors (HBS) Ltd.","HTSMCS1222/02","HETAS",null,"ü YES","ü YES","Wood pellet",0.1]
["ü Eligible",null,"2013-04-05",null,"Biomass","Biomass Boiler","HDG K Series","HDG K21","HDG Bavaria GmbH; Euroheat Distributors (HBS) Ltd.","HTSMCS1222/03","HETAS",null,"ü YES","ü YES","Wood pellet",0.1]
["ü Eligible",null,"2013-04-05",null,"Biomass","Biomass Boiler","HDG K Series","HDG K26","HDG Bavaria GmbH; Euroheat Distributors (HBS) Ltd.","HTSMCS1222/04","HETAS",null,"ü YES","ü YES","Wood pellet",0.1]
["ü Eligible",null,"2016-08-05",null,"Biomass","Biomass Boiler","HDG K Series V2","HDG K10 V2","HDG Bavaria GmbH; Euroheat Distributors (HBS) Ltd.","HTSMCS1604/01","HETAS",null,null,"ü YES","Wood Pellet",0.12]
["ü Eligible",null,"2016-08-05",null,"Biomass","Biomass Boiler","HDG K Series V2","HDG K15 V2","HDG Bavaria GmbH; Euroheat Distributors (HBS) Ltd.","HTSMCS1604/02","HETAS",null,null,"ü YES","Wood Pellet",0.12]
["ü Eligible",null,"2016-08-05",null,"Biomass","Biomass Boiler","HDG K Series V2","HDG K21 V2","HDG Bavaria GmbH; Euroheat Distributors (HBS) Ltd.","HTSMCS1604/03","HETAS",null,null,"ü YES","Wood Pellet",0.12]
["ü Eligible",null,"2016-08-05",null,"Biomass","Biomass Boiler","HDG K Series V2","HDG K26 V2","HDG Bavaria GmbH; Euroheat Distributors (HBS) Ltd.","HTSMCS1604/04","HETAS",null,null,"ü YES","Wood Pellet",0.12]
["ü Eligible",null,"2010-06-02",null,"Biomass","Biomass Boiler","HDG Navora","HDG Navora 20","HDG Bavaria GmbH; Euroheat Distributors (HBS) Ltd.","HTSMCS0903/01","HETAS",null,null,"ü YES","Wood Log",0.25]
["ü Eligible",null,"2010-06-02",null,"Biomass","Biomass Boiler","HDG Navora","HDG Navora 25","HDG Bavaria GmbH; Euroheat Distributors (HBS) Ltd.","HTSMCS0903/02","HETAS",null,null,"ü YES","Wood Log",0.25]
["ü Eligible",null,"2010-06-02",null,"Biomass","Biomass Boiler","HDG Navora","HDG Navora 30","HDG Bavaria GmbH; Euroheat Distributors (HBS) Ltd.","HTSMCS0903/03","HETAS",null,null,"ü YES","Wood Log",0.25]
["ü Eligible",null,"2014-11-21",null,"Biomass","Biomass Boiler","HDG Navora","HDG Navora 45","HDG Bavaria GmbH; Euroheat Distributors (HBS) Ltd.","HTSMCS1431/01","HETAS",null,null,"ü YES","Wood logs",0.25]
["ü Eligible",null,"2014-03-11",null,"Biomass","Biomass Boiler","HDG Navora 40","HDG Navora 40","HDG Bavaria GmbH; Euroheat Distributors (HBS) Ltd.","HTSMCS1206/01","HETAS",null,null,"ü YES","Wood Log",0.25]
["ü Eligible",null,"2010-06-02",null,"Biomass","Biomass Boiler","HDG Pelletmaster","HDG Pelletmaster PM 15","HDG Bavaria GmbH; Euroheat Distributors (HBS) Ltd.","HTSMCS0903/08","HETAS",null,"ü YES","ü YES","Wood pellet",0.12]
["ü Eligible",null,"2014-07-31",null,"Biomass","Biomass Boiler","HDG R Series","HDG R 20","HDG Bavaria GmbH; Euroheat Distributors (HBS) Ltd.","HTSMCS1206/02","HETAS",null,null,"ü YES","Wood Log",0.25]
["ü Eligible",null,"2014-07-31",null,"Biomass","Biomass Boiler","HDG R Series","HDG R 25","HDG Bavaria GmbH; Euroheat Distributors (HBS) Ltd.","HTSMCS1206/03","HETAS",null,null,"ü YES","Wood Log",0.25]
["ü Eligible",null,"2014-07-31",null,"Biomass","Biomass Boiler","HDG R Series","HDG R 30","HDG Bavaria GmbH; Euroheat Distributors (HBS) Ltd.","HTSMCS1206/04","HETAS",null,null,"ü YES","Wood Log",0.25]
["ü Eligible",null,"2014-12-24",null,"Biomass","Biomass boiler","HEFAISTOS P1 E 3","HEFAISTOS P1 E 3","VIADRUS a.s.","MCS BH0216/07",null,"No Valid Air Quality Emissions Certificate",null,"? To be determined"]
["ü Eligible",null,"2015-12-18",null,"Biomass","Biomass Boiler","HEFAISTOS P1 E 3","HEFAISTOS P1 E 3","VIADRUS a.s.","SZU 0006-13","SZU","No Valid Air Quality Emissions Certificate",null,"? To be determined"]
["ü Eligible",null,"2014-12-24",null,"Biomass","Biomass boiler","HEFAISTOS P1 E 4","HEFAISTOS P1 E 4","VIADRUS a.s.","MCS BH0216/08",null,"No Valid Air Quality Emissions Certificate",null,"? To be determined"]
["ü Eligible",null,"2015-12-18",null,"Biomass","Biomass Boiler","HEFAISTOS P1 E 4","HEFAISTOS P1 E 4","VIADRUS a.s.","SZU 0006-14","SZU","No Valid Air Quality Emissions Certificate",null,"? To be determined"]
["ü Eligible",null,"2014-12-24",null,"Biomass","Biomass boiler","HEFAISTOS P1 E 5","HEFAISTOS P1 E 5","VIADRUS a.s.","MCS BH0216/09",null,"No Valid Air Quality Emissions Certificate",null,"? To be determined"]
["ü Eligible",null,"2014-12-24",null,"Biomass","Biomass boiler","HEFAISTOS P1 T 6","HEFAISTOS P1 T 6","VIADRUS a.s.","MCS BH0216/10",null,"No Valid Air Quality Emissions Certificate",null,"? To be determined"]
["ü Eligible",null,"2014-12-24",null,"Biomass","Biomass boiler","HEFAISTOS P1 T 7","HEFAISTOS P1 T 7","VIADRUS a.s.","MCS BH0216/11",null,"No Valid Air Quality Emissions Certificate",null,"? To be determined"]
["ü Eligible",null,"2012-07-02",null,"Biomass","Biomass Boiler","Herz Firematic","Herz Firematic 20(chips)","Herz Energietechnik GmbH","HTSMCS1023/05","HETAS",null,null,"ü YES","Wood Chip",0.35]
["ü Eligible",null,"2012-07-02",null,"Biomass","Biomass Boiler","Herz Firematic","Herz Firematic 35(chips)","Herz Energietechnik GmbH","HTSMCS1023/06","HETAS",null,null,"ü YES","Wood Chip",0.35]
["ü Eligible",null,"2012-07-02",null,"Biomass","Biomass Boiler","Herz Firematic","Herz Firematic 35(pellets)","Herz Energietechnik GmbH","HTSMCS1023/08","HETAS",null,"ü YES","ü YES","Wood pellet",0.12]
["ü Eligible",null,"2012-07-02",null,"Biomass","Biomass Boiler","Herz Firematic","Herz Firematic 45(chips)","Herz Energietechnik GmbH","HTSMCS1023/07","HETAS",null,null,"ü YES","Wood Chip",0.35]
["ü Eligible",null,"2012-07-02",null,"Biomass","Biomass Boiler","Herz Firematic","Herz Firematic 45(pellets)","Herz Energietechnik GmbH","HTSMCS1023/09","HETAS",null,"ü YES","ü YES","Wood pellet",0.12]
["ü Eligible",null,"2012-07-02",null,"Biomass","Biomass Boiler","Herz Firestar","Herz Firestar 15","Herz Energietechnik GmbH","HTSMCS1023/10","HETAS",null,null,"ü YES","Wood Log",0.25]
["ü Eligible",null,"2012-07-02",null,"Biomass","Biomass Boiler","Herz Firestar","Herz Firestar 20","Herz Energietechnik GmbH","HTSMCS1023/11","HETAS",null,null,"ü YES","Wood Log",0.25]
["ü Eligible",null,"2012-07-02",null,"Biomass","Biomass Boiler","Herz Firestar","Herz Firestar 30","Herz Energietechnik GmbH","HTSMCS1023/12","HETAS",null,null,"ü YES","Wood Log",0.25]
["ü Eligible",null,"2012-07-02",null,"Biomass","Biomass Boiler","Herz Firestar","Herz Firestar 40","Herz Energietechnik GmbH","HTSMCS1023/13","HETAS",null,null,"ü YES","Wood Log",0.25]
["ü Eligible",null,"2012-07-02",null,"Biomass","Biomass Boiler","Herz Pelletstar","Herz Pelletstar 10","Herz Energietechnik GmbH","HTSMCS1023/01","HETAS",null,"ü YES","ü YES","Wood pellet",0.12]
["ü Eligible",null,"2012-07-02",null,"Biomass","Biomass Boiler","Herz Pelletstar","Herz Pelletstar 20","Herz Energietechnik GmbH","HTSMCS1023/02","HETAS",null,"ü YES","ü YES","Wood pellet",0.12]
["ü Eligible",null,"2012-07-02",null,"Biomass","Biomass Boiler","Herz Pelletstar","Herz Pelletstar 30","Herz Energietechnik GmbH","HTSMCS1023/03","HETAS",null,"ü YES","ü YES","Wood pellet",0.12]
["ü Eligible",null,"2012-07-02",null,"Biomass","Biomass Boiler","Herz Pelletstar","Herz Pelletstar 45","Herz Energietechnik GmbH","HTSMCS1023/04","HETAS",null,"ü YES","ü YES","Wood pellet",0.12]
["ü Eligible",null,"2012-03-06",null,"Biomass","Biomass Boiler","HKRST","HKRST 10N","Maskinfabrikken REKA A/S","HTSMCS1112/03","HETAS","No Valid Air Quality Emissions Certificate","ü YES","? To be determined"]
["ü Eligible",null,"2012-03-06",null,"Biomass","Biomass Boiler","HKRST","HKRST 20","Maskinfabrikken REKA A/S","HTSMCS1112/04","HETAS","No Valid Air Quality Emissions Certificate","ü YES","? To be determined"]
["ü Eligible",null,"2012-03-06",null,"Biomass","Biomass Boiler","HKRST","HKRST 30","Maskinfabrikken REKA A/S","HTSMCS1112/05","HETAS","No Valid Air Quality Emissions Certificate","ü YES","? To be determined"]
["ü Eligible",null,"2014-06-05",null,"Biomass","Biomass Boiler","Hoval Biolyt","Hoval Biolyt 13","Hoval","HTSMCS1330/02","HETAS",null,"ü YES","ü YES","Compressed wood, C1 according to EN 303-5",0.12]
["ü Eligible",null,"2014-06-05",null,"Biomass","Biomass Boiler","Hoval Biolyt","Hoval Biolyt 15","Hoval","HTSMCS1330/03","HETAS",null,"ü YES","ü YES","Compressed wood, C1 according to EN 303-5",0.12]
["ü Eligible",null,"2014-06-05",null,"Biomass","Biomass Boiler","Hoval Biolyt","Hoval Biolyt 23","Hoval","HTSMCS1330/04","HETAS",null,"ü YES","ü YES","Compressed wood, C1 according to EN 303-6",0.12]
["ü Eligible",null,"2014-06-05",null,"Biomass","Biomass Boiler","Hoval Biolyt","Hoval Biolyt 25","Hoval","HTSMCS1330/05","HETAS",null,"ü YES","ü YES","Compressed wood, C1 according to EN 303-7",0.12]
["ü Eligible",null,"2014-06-05",null,"Biomass","Biomass Boiler","Hoval Biolyt","Hoval Biolyt 31","Hoval","HTSMCS1330/06","HETAS",null,"ü YES","ü YES","Compressed wood, C1 according to EN 303-8",0.12]
["ü Eligible",null,"2014-06-05",null,"Biomass","Biomass Boiler","Hoval Biolyt","Hoval Biolyt 36","Hoval","HTSMCS1330/07","HETAS",null,"ü YES","ü YES","Compressed wood, C1 according to EN 303-9",0.12]
["ü Eligible",null,"2014-06-05",null,"Biomass","Biomass Boiler","Hoval Biolyt","Hoval Biolyt 8","Hoval","HTSMCS1330/01","HETAS",null,"ü YES","ü YES","Compressed wood, C1 according to EN 303-10",0.12]
["ü Eligible",null,"2014-04-16",null,"Biomass","Biomass Boiler","HP 03 / K Flash","HP 03 / K Flash","Hapero Energietechnik GmbH","HTSMCS1320/03","HETAS",null,"ü YES","ü YES","Pellet",0.12]
["ü Eligible",null,"2014-04-16",null,"Biomass","Biomass Boiler","HP 04 / K Flash","HP 04 / K Flash","Hapero Energietechnik GmbH","HTSMCS1320/04","HETAS",null,"ü YES","ü YES","Pellet",0.12]
["ü Eligible",null,"2011-10-19",null,"Biomass","Biomass Boiler","HS Tarm","Scandtec DBK","HS Tarm A/S","HTSMCS1102/01","HETAS",null,"ü YES","ü YES","pellet, logs",0.25]
["ü Eligible",null,"2011-10-19",null,"Biomass","Biomass Boiler","HS Tarm","Scandtec MG 15+","HS Tarm A/S","HTSMCS1102/07","HETAS","No Valid Air Quality Emissions Certificate","ü YES","? To be determined"]
["ü Eligible",null,"2011-10-19",null,"Biomass","Biomass Boiler","HS Tarm","Scandtec MG 25+","HS Tarm A/S","HTSMCS1102/08","HETAS","No Valid Air Quality Emissions Certificate","ü YES","? To be determined"]
["ü Eligible",null,"2011-10-19",null,"Biomass","Biomass Boiler","HS Tarm","Scandtec TK 30B","HS Tarm A/S","HTSMCS1102/04","HETAS",null,null,"ü YES","Log",0.25,null,null,null,null,null,null,null,null,null,null,null,null,null,null,null,null,null,null,null,null,"BRE","YES"]
["ü Eligible",null,"2011-10-19",null,"Biomass","Biomass Boiler","HS Tarm","Scandtec TK 30S","HS Tarm A/S","HTSMCS1102/03","HETAS",null,null,"ü YES","Log",0.25]
["ü Eligible",null,"2011-10-19",null,"Biomass","Biomass Boiler","HS Tarm","Scandtec TK 45B","HS Tarm A/S","HTSMCS1102/06","HETAS",null,null,"ü YES","Log",0.25]
["ü Eligible",null,"2011-10-19",null,"Biomass","Biomass Boiler","HS Tarm","Scandtec TK 45S","HS Tarm A/S","HTSMCS1102/05","HETAS",null,null,"ü YES","Log",0.25]
["ü Eligible",null,"2011-10-19",null,"Biomass","Biomass Boiler","HS Tarm","Scandtec TPK","HS Tarm A/S","HTSMCS1102/02","HETAS",null,"ü YES","ü YES","Pellet",0.1]
["ü Eligible",null,"2011-10-19",null,"Biomass","Biomass Boiler","HS Tarm","Solo Innova 20","HS Tarm A/S","HTSMCS1102/09","HETAS","No Valid Air Quality Emissions Certificate","ü YES","? To be determined"]
["ü Eligible",null,"2011-10-19",null,"Biomass","Biomass Boiler","HS Tarm","Solo Innova 20LC","HS Tarm A/S","HTSMCS1102/10","HETAS","No Valid Air Quality Emissions Certificate","ü YES","? To be determined"]
["ü Eligible",null,"2011-10-19",null,"Biomass","Biomass Boiler","HS Tarm","Solo Innova 30","HS Tarm A/S","HTSMCS1102/11","HETAS","No Valid Air Quality Emissions Certificate","ü YES","? To be determined"]
["ü Eligible",null,"2016-05-10",null,"Biomass","Biomass Boiler","HS Tarm","Solo Innova 30 LC MK2","HS Tarm A/S","HTSMCS1529/01","HETAS","No Valid Air Quality Emissions Certificate",null,"? To be determined"]
["ü Eligible",null,"2016-05-10",null,"Biomass","Biomass Boiler","HS Tarm","Solo Innova 30 LC MK2","HS Tarm A/S","HTSMCS1529/02","HETAS","No Valid Air Quality Emissions Certificate",null,"? To be determined"]
["ü Eligible",null,"2016-05-10",null,"Biomass","Biomass Boiler","HS Tarm","Solo Innova 30 STD MK2","HS Tarm A/S","HTSMCS1529/01","HETAS","No Valid Air Quality Emissions Certificate",null,"? To be determined"]
["ü Eligible",null,"2016-05-10",null,"Biomass","Biomass Boiler","HS Tarm","Solo Innova 30 STD MK2","HS Tarm A/S","HTSMCS1529/01","HETAS","No Valid Air Quality Emissions Certificate",null,"? To be determined"]
["ü Eligible",null,"2011-10-19",null,"Biomass","Biomass Boiler","HS Tarm","Solo Innova 30LC","HS Tarm A/S","HTSMCS1102/12","HETAS","No Valid Air Quality Emissions Certificate","ü YES","? To be determined"]
["ü Eligible",null,"2014-11-19",null,"Biomass","Biomass Boiler","HS Tarm Bonus Light","HS Tarm Bonus Light","HS Tarm A/S","HTSMCS1412/01","HETAS",null,null,"ü YES","Wood Logs",0.25]
["ü Eligible",null,"2015-04-15","2017-08-24","Biomass","Biomass Boiler","HVS LC","HVS 16LC","Solarbayer GmbH","KIWA 00020/003 B","KIWA","No Valid Air Quality Emissions Certificate",null,"? To be determined"]
["ü Eligible",null,"2015-04-15","2017-08-24","Biomass","Biomass Boiler","HVS LC","HVS 25E","Solarbayer GmbH","KIWA 00020/004 B","KIWA","No Valid Air Quality Emissions Certificate",null,"? To be determined"]
["ü Eligible",null,"2015-02-27","2017-08-24","Biomass","Biomass Boiler","HVS LC","HVS 25LC","Solarbayer GmbH","KIWA 00020/001 B","Kiwa",null,null,"ü YES","type \"A\" chapter 1.2.1 EN 303-5:2012 (equivalent EN 14961-5)",0.2]
["ü Eligible",null,"2015-02-27",null,"Biomass","Biomass Boiler","HVS LC","HVS 25LC","Solarbayer GmbH","KIWA 00020/001 B","KIWA","No Valid Air Quality Emissions Certificate",null,"? To be determined"]
["ü Eligible",null,"2015-04-15","2017-08-24","Biomass","Biomass Boiler","HVS LC","HVS 40E","Solarbayer GmbH","KIWA 00020/005 B","KIWA","No Valid Air Quality Emissions Certificate",null,"? To be determined"]
["ü Eligible",null,"2015-02-27","2017-08-24","Biomass","Biomass Boiler","HVS LC","HVS 40LC","Solarbayer GmbH","KIWA 00020/002 B","Kiwa",null,null,"ü YES","type \"A\" chapter 1.2.1 EN 303-5:2012 (equivalent EN 14961-5)",0.2,null,null,null,null,null,null,null,null,null,null,null,null,null,null,null,null,null,null,null,null,"Kiwa","YES"]
["ü Eligible",null,"2014-12-05",null,"Biomass","Biomass Boiler","Janfire Integral Typ 25","Janfire Integral Typ 25","Janfire AB","HTSMCS1326/01","HETAS",null,"ü YES","ü YES","Wood Pellets EN 14961-2 Class A1",0.11]
["ü Eligible",null,"2013-11-27",null,"Biomass","Biomass Boiler","Kalvis 10","Kalvis 10","UAB Kalvis","HTSMCS1313/01","HETAS","No Valid Air Quality Emissions Certificate",null,"? To be determined"]
["ü Eligible",null,"2017-12-13",null,"Biomass","Biomass Boiler","Kozlusan Lidya Compact","Kozlusan Lidya 25 Compact","Kozlusan - Salih Kozlu, Distributed by Green Energy Engineering Ltd","HTSMCS1708/01"]
["ü Eligible",null,"2012-07-24",null,"Biomass","Biomass Boiler","Kozlusan Propel","Propel 25","Kozlusan - Salih Kozlu, Distributed by Green Energy Engineering Ltd","HTSMCS1202/02","HETAS",null,"ü YES","ü YES","Wood pellets class C BS EN 303-5",0.12]
["ü Eligible",null,"2012-07-24",null,"Biomass","Biomass Boiler","Kozlusan Propel","Propel 25","Kozlusan - Salih Kozlu, Distributed by Green Energy Engineering Ltd","HTSMCS1202/02","KIWA",null,"ü YES","ü YES","Wood Pellet",0.12]
["ü Eligible",null,"2012-07-24",null,"Biomass","Biomass Boiler","Kozlusan Propel","Propel 40","Kozlusan - Salih Kozlu, Distributed by Green Energy Engineering Ltd","HTSMCS1202/03","HETAS",null,"ü YES","ü YES","Wood pellets class C BS EN 303-5",0.12]
["ü Eligible",null,"2012-07-24",null,"Biomass","Biomass Boiler","Kozlusan Propel","Propel 40","Kozlusan - Salih Kozlu, Distributed by Green Energy Engineering Ltd","HTSMCS1202/03","KIWA",null,"ü YES","ü YES","Wood Pellet",0.12]
["ü Eligible",null,"2012-07-24",null,"Biomass","Biomass Boiler","Kozlusan Slimpel","Slimpel 25","Kozlusan - Salih Kozlu, Distributed by Green Energy Engineering Ltd","HTSMCS1202/01","HETAS",null,"ü YES","ü YES","Wood pellets",0.1]
["ü Eligible",null,"2012-07-24",null,"Biomass","Biomass Boiler","Kozlusan Slimpel","Slimpel 25","Kozlusan - Salih Kozlu, Distributed by Green Energy Engineering Ltd","HTSMCS1202/01","KIWA",null,"ü YES","ü YES","Wood Pellet",0.1]
["ü Eligible",null,"2017-03-09",null,"Biomass","Biomass Boiler","Kozlusan Slimpel","Slimpel 40","Kozlusan - Salih Kozlu, Distributed by Green Energy Engineering Ltd","HTSMCS1614/01","HETAS",null,"ü YES","ü YES","Pellet",0.1]
["ü Eligible",null,"2014-12-24",null,"Biomass","Biomass boiler","KP08","KP08","PONAST spol s.r.o","MCS BH0049/13",null,null,"ü YES","ü YES","Wood Pellet C1 according to BS EN 303-5:2012",0.12]
["ü Eligible",null,"2014-12-24",null,"Biomass","Biomass boiler","KP08S","KP08S","PONAST spol s.r.o","MCS BH0049/14",null,null,"ü YES","ü YES","Wood Pellet C1 according to BS EN 303-5:2012",0.12]
["ü Eligible",null,"2014-12-24",null,"Biomass","Biomass boiler","KP11.1","KP11.1","PONAST spol s.r.o","MCS BH0049/10",null,null,"ü YES","ü YES","Wood Pellet C1 according to BS EN 303-5:2012",0.12]
["ü Eligible",null,"2014-12-24",null,"Biomass","Biomass boiler","KP12.1","KP12.1","PONAST spol s.r.o","MCS BH0049/11",null,null,"ü YES","ü YES","Wood Pellet C1 according to BS EN 303-5:2012",0.12]
["ü Eligible",null,"2014-12-24",null,"Biomass","Biomass boiler","KP12.1S","KP12.1S","PONAST spol s.r.o","MCS BH0049/12",null,null,"ü YES","ü YES","Wood Pellet C1 according to BS EN 303-5:2012",0.12]
["ü Eligible",null,"2014-12-24",null,"Biomass","Biomass boiler","KP51.1","KP51.1","PONAST spol s.r.o","MCS BH0049/15",null,null,"ü YES","ü YES","Wood Pellet C1 according to BS EN 303-5:2012",0.12]
["ü Eligible",null,"2014-12-24",null,"Biomass","Biomass boiler","KP52.1","KP52.1","PONAST spol s.r.o","MCS BH0049/16",null,null,"ü YES","ü YES","Wood Pellet C1 according to BS EN 303-5:2012",0.12]
["ü Eligible",null,"2014-12-24",null,"Biomass","Biomass boiler","KP52.1S","KP52.1S","PONAST spol s.r.o","MCS BH0049/17",null,null,"ü YES","ü YES","Wood Pellet C1 according to BS EN 303-5:2012",0.12]
["ü Eligible",null,"2011-06-27",null,"Biomass","Biomass Boiler","KSM Multistoker","KSM Multistoker 175-13","KSM-Stoker A/S","HTSMCS1015/01","HETAS","No Valid Air Quality Emissions Certificate","ü YES","? To be determined"]
["ü Eligible",null,"2011-06-27",null,"Biomass","Biomass Boiler","KSM Multistoker","KSM Multistoker 285-18","KSM-Stoker A/S","HTSMCS1015/02","HETAS","No Valid Air Quality Emissions Certificate","ü YES","? To be determined"]
["ü Eligible",null,"2011-06-27",null,"Biomass","Biomass Boiler","KSM Multistoker","KSM Multistoker 375-35","KSM-Stoker A/S","HTSMCS1015/03","HETAS","No Valid Air Quality Emissions Certificate","ü YES","? To be determined"]
["ü Eligible",null,"2011-09-29",null,"Biomass","Biomass Boiler","Künzel BT","Künzel BT 2030","Paul Künzel GmbH & Co.","HTSMCS1020/04","HETAS","No Valid Air Quality Emissions Certificate",null,"? To be determined"]
["ü Eligible",null,"2011-09-29",null,"Biomass","Biomass Boiler","Künzel HV","Künzel HV 24","Paul Künzel GmbH & Co.","HTSMCS1020/01","HETAS","No Valid Air Quality Emissions Certificate",null,"? To be determined"]
["ü Eligible",null,"2011-09-29",null,"Biomass","Biomass Boiler","Künzel HV","Künzel HV 30","Paul Künzel GmbH & Co.","HTSMCS1020/02","HETAS","No Valid Air Quality Emissions Certificate",null,"? To be determined"]
["ü Eligible",null,"2011-09-29",null,"Biomass","Biomass Boiler","Künzel HV","Künzel HV 40","Paul Künzel GmbH & Co.","HTSMCS1020/03","HETAS","No Valid Air Quality Emissions Certificate",null,"? To be determined"]
["ü Eligible",null,"2011-09-29",null,"Biomass","Biomass Boiler","Künzel PK","Künzel PK 10","Paul Künzel GmbH & Co.","HTSMCS1020/05","HETAS","No Valid Air Quality Emissions Certificate","ü YES","? To be determined"]
["ü Eligible",null,"2011-09-29",null,"Biomass","Biomass Boiler","Künzel PK","Künzel PK 15","Paul Künzel GmbH & Co.","HTSMCS1020/06","HETAS","No Valid Air Quality Emissions Certificate","ü YES","? To be determined"]
["ü Eligible",null,"2011-09-29",null,"Biomass","Biomass Boiler","Künzel PK","Künzel PK 20","Paul Künzel GmbH & Co.","HTSMCS1020/07","HETAS","No Valid Air Quality Emissions Certificate","ü YES","? To be determined"]
["ü Eligible",null,"2017-07-11",null,"Biomass","Biomass Boiler","KWB Classicfire CF2","KWB Classicfire CF2 18","KWB – Kraft und Wärme aus Biomasse GmbH","HTSMCS1527/04"]
["ü Eligible",null,"2017-07-11",null,"Biomass","Biomass Boiler","KWB Classicfire CF2","KWB Classicfire CF2 28","KWB – Kraft und Wärme aus Biomasse GmbH","HTSMCS1527/05"]
["ü Eligible",null,"2011-01-17",null,"Biomass","Biomass Boiler","KWB Classicfire SHV","KWB Classicfire SHV 20","KWB – Kraft und Wärme aus Biomasse GmbH\nIndustriestraße 235\n8321 St. Margarethen/Raab","HTSMCS0908/11","HETAS",null,null,"ü YES","Log",0.2]
["ü Eligible",null,"2011-01-17",null,"Biomass","Biomass Boiler","KWB Classicfire SHV","KWB Classicfire SHV 30","KWB – Kraft und Wärme aus Biomasse GmbH\nIndustriestraße 235\n8321 St. Margarethen/Raab","HTSMCS0908/12","HETAS",null,null,"ü YES","Log",0.2]
["ü Eligible",null,"2011-01-17",null,"Biomass","Biomass Boiler","KWB Classicfire SHV","KWB Classicfire SHV 40","KWB – Kraft und Wärme aus Biomasse GmbH\nIndustriestraße 235\n8321 St. Margarethen/Raab","HTSMCS0908/13","HETAS","No Valid Air Quality Emissions Certificate",null,"? To be determined"]
["ü Eligible",null,"2017-09-20",null,"Biomass","Biomass Boiler","KWB Easyfire 1 Plus, USP GS","KWB Easyfire 1 Plus, USP GS 10","KWB – Kraft und Wärme aus Biomasse GmbH","HTSMCS1705/01",null,null,null,"ü YES","Pellet, Chip",10]
["ü Eligible",null,"2017-09-20",null,"Biomass","Biomass Boiler","KWB Easyfire 1 Plus, USP GS","KWB Easyfire 1 Plus, USP GS 15","KWB – Kraft und Wärme aus Biomasse GmbH","HTSMCS1705/02",null,null,null,"ü YES","Pellet, Chip",10]
["ü Eligible",null,"2017-09-20",null,"Biomass","Biomass Boiler","KWB Easyfire 1 Plus, USP GS","KWB Easyfire 1 Plus, USP GS 20","KWB – Kraft und Wärme aus Biomasse GmbH","HTSMCS1705/03",null,null,null,"ü YES","Pellet, Chip",10]
["ü Eligible",null,"2015-12-22",null,"Biomass","Biomass Boiler","KWB Easyfire 1, USP V","KWB Easyfire 1, USP V 10","KWB – Kraft und Wärme aus Biomasse GmbH","HTSMCS1527/01","HETAS",null,"ü YES","ü YES","Wood pellets (according to EN ISO 17225-2, class A1)",0.1]
["ü Eligible",null,"2015-12-22",null,"Biomass","Biomass Boiler","KWB Easyfire 1, USP V","KWB Easyfire 1, USP V 15","KWB – Kraft und Wärme aus Biomasse GmbH","HTSMCS1527/02","HETAS",null,"ü YES","ü YES","Wood pellets (according to EN ISO 17225-2, class A1)",0.1]
["ü Eligible",null,"2015-12-22",null,"Biomass","Biomass Boiler","KWB Easyfire 1, USP V","KWB Easyfire 1, USP V 20","KWB – Kraft und Wärme aus Biomasse GmbH","HTSMCS1527/03","HETAS",null,"ü YES","ü YES","Wood pellets (according to EN ISO 17225-2, class A1)",0.1]
["ü Eligible",null,"2011-12-02",null,"Biomass","Biomass Boiler","KWB Easyfire EF2/S/GS/V","KWB Easyfire EF2/S/GS/V 12","KWB – Kraft und Wärme aus Biomasse GmbH\nIndustriestraße 235\n8321 St. Margarethen/Raab","HTSMCS1109/02","HETAS",null,"ü YES","ü YES","Pellet",0.12]
["ü Eligible",null,"2011-12-02",null,"Biomass","Biomass Boiler","KWB Easyfire EF2/S/GS/V","KWB Easyfire EF2/S/GS/V 15","KWB – Kraft und Wärme aus Biomasse GmbH\nIndustriestraße 235\n8321 St. Margarethen/Raab","HTSMCS1109/03","HETAS",null,"ü YES","ü YES","Pellet",0.12]
["ü Eligible",null,"2011-12-02",null,"Biomass","Biomass Boiler","KWB Easyfire EF2/S/GS/V","KWB Easyfire EF2/S/GS/V 22","KWB – Kraft und Wärme aus Biomasse GmbH\nIndustriestraße 235\n8321 St. Margarethen/Raab","HTSMCS1109/04","HETAS",null,"ü YES","ü YES","Pellet",0.12]
["ü Eligible",null,"2011-12-02",null,"Biomass","Biomass Boiler","KWB Easyfire EF2/S/GS/V","KWB Easyfire EF2/S/GS/V 25","KWB – Kraft und Wärme aus Biomasse GmbH\nIndustriestraße 235\n8321 St. Margarethen/Raab","HTSMCS1109/05","HETAS",null,"ü YES","ü YES","Pellet",0.12]
["ü Eligible",null,"2011-12-02",null,"Biomass","Biomass Boiler","KWB Easyfire EF2/S/GS/V","KWB Easyfire EF2/S/GS/V 30","KWB – Kraft und Wärme aus Biomasse GmbH\nIndustriestraße 235\n8321 St. Margarethen/Raab","HTSMCS1109/06","HETAS",null,"ü YES","ü YES","Pellet",0.12]
["ü Eligible",null,"2011-12-02",null,"Biomass","Biomass Boiler","KWB Easyfire EF2/S/GS/V","KWB Easyfire EF2/S/GS/V 35","KWB – Kraft und Wärme aus Biomasse GmbH\nIndustriestraße 235\n8321 St. Margarethen/Raab","HTSMCS1109/07","HETAS",null,"ü YES","ü YES","Pellet",0.12]
["ü Eligible",null,"2011-12-02",null,"Biomass","Biomass Boiler","KWB Easyfire EF2/S/GS/V","KWB Easyfire EF2/S/GS/V 8","KWB – Kraft und Wärme aus Biomasse GmbH\nIndustriestraße 235\n8321 St. Margarethen/Raab","HTSMCS1109/01","HETAS",null,"ü YES","ü YES","Pellet",0.12]
["ü Eligible",null,"2015-03-20",null,"Biomass","Biomass Boiler","KWB Mulifire MF2 D/ZI 20","KWB Mulifire MF2 D/ZI 20","KWB – Kraft und Wärme aus Biomasse GmbH\nIndustriestraße 235\n8321 St. Margarethen/Raab","HTSMCS1425/02","HETAS",null,null,"ü YES","Wood pellets (A1 according to EN14961-2 or C1 according to EN303-5) OR Wood Chips (A2 according to EN14961 or B1 according to EN303-5)","10% (pellets) or 35% (chips)"]
["ü Eligible",null,"2015-03-20",null,"Biomass","Biomass Boiler","KWB Multifire MF2 D/ZI 30","KWB Multifire MF2 D/ZI 30","KWB – Kraft und Wärme aus Biomasse GmbH\nIndustriestraße 235\n8321 St. Margarethen/Raab","HTSMCS1425/03","HETAS",null,null,"ü YES","Wood pellets (A1 according to EN14961-2 or C1 according to EN303-5) OR Wood Chips (A2 according to EN14961 or B1 according to EN303-5)","10% (pellets) or 35% (chips)"]
["ü Eligible",null,"2015-03-20",null,"Biomass","Biomass Boiler","KWB Multifire MF2 D/ZI 40","KWB Multifire MF2 D/ZI 40","KWB – Kraft und Wärme aus Biomasse GmbH\nIndustriestraße 235\n8321 St. Margarethen/Raab","HTSMCS1425/04","HETAS",null,null,"ü YES","Wood pellets (A1 according to EN14961-2 or C1 according to EN303-5) OR Wood Chips (A2 according to EN14961 or B1 according to EN303-5)","10% (pellets) or 35% (chips)",null,null,null,null,null,null,null,null,null,null,null,null,null,null,null,null,"Yes",null,null,null,"BBA","NO"]
["ü Eligible",null,"2015-03-20",null,"Biomass","Biomass Boiler","KWB Multifire MF2 D/ZI 45","KWB Multifire MF2 D/ZI 45","KWB – Kraft und Wärme aus Biomasse GmbH\nIndustriestraße 235\n8321 St. Margarethen/Raab","HTSMCS1425/05","HETAS",null,null,"ü YES","Wood pellets (A1 according to EN14961-2 or C1 according to EN303-5) OR Wood Chips (A2 according to EN14961 or B1 according to EN303-5)","10% (pellets) or 35% (chips)"]
["ü Eligible",null,"2014-12-19",null,"Biomass","Biomass Boiler","KWB Pelletfire Plus MF2 S/GS 45","KWB Pelletfire Plus MF2 S/GS 45","KWB – Kraft und Wärme aus Biomasse GmbH\nIndustriestraße 235\n8321 St. Margarethen/Raab","HTSMCS1425/01","HETAS",null,"ü YES","ü YES","Wood Pellets A1 according to EN 14961-2 or C1 according to EN 303-5",0.1]
["ü Eligible",null,"2010-10-21",null,"Biomass","Biomass Boiler","KWB USV Multifire wood chips","KWB USV 25kW wood chips","KWB – Kraft und Wärme aus Biomasse GmbH\nIndustriestraße 235\n8321 St. Margarethen/Raab","HTSMCS0908/01","HETAS",null,null,"ü YES","Chips",0.35]
["ü Eligible",null,"2010-10-21",null,"Biomass","Biomass Boiler","KWB USV Multifire wood chips","KWB USV 30kW wood chips","KWB – Kraft und Wärme aus Biomasse GmbH\nIndustriestraße 235\n8321 St. Margarethen/Raab","HTSMCS0908/02","HETAS",null,null,"ü YES","Chips",0.35]
["ü Eligible",null,"2010-10-21",null,"Biomass","Biomass Boiler","KWB USV Multifire wood chips","KWB USV 40kW wood chips","KWB – Kraft und Wärme aus Biomasse GmbH\nIndustriestraße 235\n8321 St. Margarethen/Raab","HTSMCS0908/03","HETAS",null,null,"ü YES","Chips",0.35]
["ü Eligible",null,"2010-10-21",null,"Biomass","Biomass Boiler","KWB USV Multifire wood pellets","KWB USV 25kW wood pellets","KWB – Kraft und Wärme aus Biomasse GmbH\nIndustriestraße 235\n8321 St. Margarethen/Raab","HTSMCS0908/04","HETAS",null,"ü YES","ü YES","Pellet",0.12]
["ü Eligible",null,"2010-10-21",null,"Biomass","Biomass Boiler","KWB USV Multifire wood pellets","KWB USV 40kW wood pellets","KWB – Kraft und Wärme aus Biomasse GmbH\nIndustriestraße 235\n8321 St. Margarethen/Raab","HTSMCS0908/05","HETAS",null,"ü YES","ü YES","Pellet",0.12]
["ü Eligible",null,"2017-03-17",null,"Biomass","Biomass Boiler","Laguna","Laguna 12","Edilkamin S.p.A","BSI KM 635713/28","BSI","No Valid Air Quality Emissions Certificate","ü YES","? To be determined"]
["ü Eligible",null,"2017-03-17",null,"Biomass","Biomass Boiler","Laguna","Laguna 18","Edilkamin S.p.A","BSI KM 635713/29","BSI","No Valid Air Quality Emissions Certificate","ü YES","? To be determined",null,null,null,null,null,null,null,null,null,null,null,null,null,null,null,null,null,null,"Yes",null,null,null,"BBA","NO"]
["ü Eligible",null,"2014-12-24",null,"Biomass","Biomass boiler","LIGNATOR 10","LIGNATOR 10","VIADRUS a.s.","MCS BH0216/06",null,"No Valid Air Quality Emissions Certificate",null,"? To be determined"]
["ü Eligible",null,"2015-12-18",null,"Biomass","Biomass Boiler","LIGNATOR 10","LIGNATOR 10","VIADRUS a.s.","SZU 0006-20","SZU","No Valid Air Quality Emissions Certificate",null,"? To be determined"]
["ü Eligible",null,"2014-12-24",null,"Biomass","Biomass boiler","LIGNATOR 5","LIGNATOR 5","VIADRUS a.s.","MCS BH0216/01",null,"No Valid Air Quality Emissions Certificate",null,"? To be determined"]
["ü Eligible",null,"2015-12-18",null,"Biomass","Biomass Boiler","LIGNATOR 5","LIGNATOR 5","VIADRUS a.s.","SZU 0006-15","SZU","No Valid Air Quality Emissions Certificate",null,"? To be determined"]
["ü Eligible",null,"2014-12-24",null,"Biomass","Biomass boiler","LIGNATOR 6","LIGNATOR 6","VIADRUS a.s.","MCS BH0216/02",null,"No Valid Air Quality Emissions Certificate",null,"? To be determined"]
["ü Eligible",null,"2015-12-18",null,"Biomass","Biomass Boiler","LIGNATOR 6","LIGNATOR 6","VIADRUS a.s.","SZU 0006-16","SZU","No Valid Air Quality Emissions Certificate",null,"? To be determined"]
["ü Eligible",null,"2014-12-24",null,"Biomass","Biomass boiler","LIGNATOR 7","LIGNATOR 7","VIADRUS a.s.","MCS BH0216/03",null,"No Valid Air Quality Emissions Certificate",null,"? To be determined"]
["ü Eligible",null,"2015-12-18",null,"Biomass","Biomass Boiler","LIGNATOR 7","LIGNATOR 7","VIADRUS a.s.","SZU 0006-17","SZU","No Valid Air Quality Emissions Certificate",null,"? To be determined"]
["ü Eligible",null,"2014-12-24",null,"Biomass","Biomass boiler","LIGNATOR 8","LIGNATOR 8","VIADRUS a.s.","MCS BH0216/04",null,"No Valid Air Quality Emissions Certificate",null,"? To be determined"]
["ü Eligible",null,"2015-12-18",null,"Biomass","Biomass Boiler","LIGNATOR 8","LIGNATOR 8","VIADRUS a.s.","SZU 0006-18","SZU","No Valid Air Quality Emissions Certificate",null,"? To be determined"]
["ü Eligible",null,"2014-12-24",null,"Biomass","Biomass boiler","LIGNATOR 9","LIGNATOR 9","VIADRUS a.s.","MCS BH0216/05",null,"No Valid Air Quality Emissions Certificate",null,"? To be determined"]
["ü Eligible",null,"2015-12-18",null,"Biomass","Biomass Boiler","LIGNATOR 9","LIGNATOR 9","VIADRUS a.s.","SZU 0006-19","SZU","No Valid Air Quality Emissions Certificate",null,"? To be determined"]
["ü Eligible",null,"2015-01-20",null,"Biomass","Biomass Boiler","LogWIN Klassik LWK180","LogWIN Klassik LWK180","Windhager Zentralheizung GmbH","HTSMCS1428/01","HETAS",null,null,"ü YES","Wood Logs class A according to EN 303-5",0.25]
["ü Eligible",null,"2015-01-20",null,"Biomass","Biomass Boiler","LogWIN Klassik LWK250","LogWIN Klassik LWK250","Windhager Zentralheizung GmbH","HTSMCS1428/02","HETAS",null,null,"ü YES","Wood Logs class A according to EN 303-5",0.25]
["ü Eligible",null,"2015-01-20",null,"Biomass","Biomass Boiler","LogWIN Klassik LWK300","LogWIN Klassik LWK300","Windhager Zentralheizung GmbH","HTSMCS1428/03","HETAS",null,null,"ü YES","Wood Logs class A according to EN 303-5",0.25]
["ü Eligible",null,"2009-08-11",null,"Biomass","Biomass Boiler","LogWIN Premium","LWP180","Windhager Zentralheizung GmbH","HTSMCS0901/13","HETAS",null,null,"ü YES","Wood Log",0.25]
["ü Eligible",null,"2009-08-11",null,"Biomass","Biomass Boiler","LogWIN Premium","LWP250","Windhager Zentralheizung GmbH","HTSMCS0901/14","HETAS",null,null,"ü YES","Wood Log",0.25]
["ü Eligible",null,"2009-08-11",null,"Biomass","Biomass Boiler","LogWIN Premium","LWP300","Windhager Zentralheizung GmbH","HTSMCS0901/15","HETAS",null,null,"ü YES","Wood Log",0.25]
["ü Eligible",null,"2009-08-11",null,"Biomass","Biomass Boiler","LogWIN Premium","LWP360","Windhager Zentralheizung GmbH","HTSMCS0901/16","HETAS",null,null,"ü YES","Wood Log",0.25]
["ü Eligible",null,"2015-07-10",null,"Biomass","Biomass Boiler","Maxima ","Maxima 14","Edilkamin S.p.A","BSI KM 635713/1","BSI","No Valid Air Quality Emissions Certificate","ü YES","? To be determined"]
["ü Eligible",null,"2015-07-10",null,"Biomass","Biomass Boiler","Maxima ","Maxima 24","Edilkamin S.p.A","BSI KM 635713/2","BSI","No Valid Air Quality Emissions Certificate","ü YES","? To be determined"]
["ü Eligible",null,"2015-03-06","2017-07-26","Biomass","Biomass Boiler","MEC 21","MEC 21-18kW","Jolly Mec Caminetti SPA","KIWA 00005/018  B","Kiwa",null,"ü YES","ü YES","Wood pellet not for Industrial use",0.12]
["ü Eligible",null,"2013-12-20","2017-06-23","Biomass","Biomass Boiler","NES Boilers","DC-A 30 kW","NES Ltd","BBA 0109/15","BBA",null,"ü YES","ü YES","Pellet",0.12]
["ü Eligible",null,"2013-12-20","2017-06-23","Biomass","Biomass Boiler","NES Boilers","PLB 15 kW","NES Ltd","BBA 0109/16","BBA",null,"ü YES","ü YES","Pellet ",0.12]
["ü Eligible",null,"2013-12-20","2017-06-23","Biomass","Biomass Boiler","NES Boilers","PLB 25 kW","NES Ltd","BBA 0109/17","BBA",null,"ü YES","ü YES","Pellet",0.12]
["ü Eligible",null,"2013-12-20","2017-06-23","Biomass","Biomass Boiler","NES Boilers","PLB 40 kW","NES Ltd","BBA 0109/18","BBA",null,"ü YES","ü YES","Pellet",0.12]
["ü Eligible",null,"2013-12-20","2017-06-23","Biomass","Biomass Boiler","NES Boilers","Pyroburn PB 30 Lambda 30 kW","NES Ltd","BBA 0109/14","BBA",null,null,"ü YES","Wood",0.25]
["ü Eligible",null,"2013-12-20",null,"Biomass","Biomass Boiler","NES WBS Boilers","20kW","NES Ltd","BBA 0109/05","BBA","No Valid Air Quality Emissions Certificate",null,"? To be determined"]
["ü Eligible",null,"2013-12-20",null,"Biomass","Biomass Boiler","NES WBS Boilers","25 kW","NES Ltd","BBA 0109/06","BBA","No Valid Air Quality Emissions Certificate",null,"? To be determined"]
["ü Eligible",null,"2013-12-20",null,"Biomass","Biomass Boiler","NES WBS Boilers","30kW","NES Ltd","BBA 0109/07","BBA","No Valid Air Quality Emissions Certificate",null,"? To be determined"]
["ü Eligible",null,"2013-12-20",null,"Biomass","Biomass Boiler","NES WBS Boilers","40 kW","NES Ltd","BBA 0109/08","BBA","No Valid Air Quality Emissions Certificate",null,"? To be determined"]
["ü Eligible",null,"2013-12-20",null,"Biomass","Biomass Boiler","NES WBS Boilers","WBS AC 20-Pell 25 (19 kW)","NES Ltd","BBA 0109/09","BBA",null,"ü YES","ü YES","Pellet",0.12]
["ü Eligible",null,"2013-12-20",null,"Biomass","Biomass Boiler","NES WBS Boilers","WBS AC 25-Pell 25 (22 kW)","NES Ltd","BBA 0109/10","BBA",null,"ü YES","ü YES","Pellet",0.12]
["ü Eligible",null,"2013-12-20","2017-06-23","Biomass","Biomass Boiler","NES WBS Boilers","WBS AC 30-Pell 25 (25 kW)","NES Ltd","BBA 0109/11","BBA",null,"ü YES","ü YES","Pellet",0.12]
["ü Eligible",null,"2013-12-20","2017-06-23","Biomass","Biomass Boiler","NES WBS Boilers","WBS AC 40-Pell 40 (32 kW)","NES Ltd","BBA 0109/12","BBA",null,"ü YES","ü YES","Pellet",0.12]
["ü Eligible",null,"2013-12-20","2017-06-23","Biomass","Biomass Boiler","NES WBS Boilers","WBS AC 50-Pell 40 (38 kW)","NES Ltd","BBA 0109/13","BBA",null,"ü YES","ü YES","Pellet",0.12]
["ü Eligible",null,"2015-05-15",null,"Biomass","Biomass boiler","NIBE PELLEX 100/30","NIBE PELLEX 100/30","NIBE Energy Systems Limited","MCS BM0003/03","BRE",null,"ü YES","ü YES","Wood pellets",0.1]
["ü Eligible",null,"2013-10-15",null,"Biomass","Biomass Boiler","NIBE PELLUX 100","NIBE PELLUX 100","NIBE Energy Systems Limited","MCS BM0003/01","BRE",null,"ü YES","ü YES","Pellet",0.1]
["ü Eligible",null,"2014-07-11",null,"Biomass","Biomass Boiler","NIBE VEDEX 3300","NIBE VEDEX 3300","NIBE Energy Systems Limited","MCS BM0003/02","BRE",null,null,"ü YES","Wood Log",0.2]
["ü Eligible",null,"2011-04-18",null,"Biomass","Biomass Boiler","ÖkoFEN Pellematic Boilers","PE 08","ÖkoFEN Forschungs-und Entwicklungs Ges.mbH","HTSMCS1004/01","HETAS",null,"ü YES","ü YES","Wood Pellet",0.12]
["ü Eligible",null,"2013-05-31",null,"Biomass","Biomass Boiler","ÖkoFEN Pellematic Boilers","PE 08B","ÖkoFEN Forschungs-und Entwicklungs Ges.mbH","HTSMCS1004/15","HETAS",null,"ü YES","ü YES","Wood Pellet",0.12]
["ü Eligible",null,"2013-05-31",null,"Biomass","Biomass Boiler","ÖkoFEN Pellematic Boilers","PE 10","ÖkoFEN Forschungs-und Entwicklungs Ges.mbH","HTSMCS1004/13","HETAS",null,"ü YES","ü YES","Wood Pellet",0.12]
["ü Eligible",null,"2013-05-31",null,"Biomass","Biomass Boiler","ÖkoFEN Pellematic Boilers","PE 10B","ÖkoFEN Forschungs-und Entwicklungs Ges.mbH","HTSMCS1004/16","HETAS",null,"ü YES","ü YES","Wood Pellet",0.12]
["ü Eligible",null,"2011-04-18",null,"Biomass","Biomass Boiler","ÖkoFEN Pellematic Boilers","PE 12","ÖkoFEN Forschungs-und Entwicklungs Ges.mbH","HTSMCS1004/02","HETAS",null,"ü YES","ü YES","Wood Pellet",0.12]
["ü Eligible",null,"2013-05-31",null,"Biomass","Biomass Boiler","ÖkoFEN Pellematic Boilers","PE 12B","ÖkoFEN Forschungs-und Entwicklungs Ges.mbH","HTSMCS1004/17","HETAS",null,"ü YES","ü YES","Wood Pellet",0.12]
["ü Eligible",null,"2011-04-18",null,"Biomass","Biomass Boiler","ÖkoFEN Pellematic Boilers","PE 15","ÖkoFEN Forschungs-und Entwicklungs Ges.mbH","HTSMCS1004/04","HETAS",null,"ü YES","ü YES","Wood Pellet",0.12]
["ü Eligible",null,"2013-05-31",null,"Biomass","Biomass Boiler","ÖkoFEN Pellematic Boilers","PE 15B","ÖkoFEN Forschungs-und Entwicklungs Ges.mbH","HTSMCS1004/18","HETAS",null,"ü YES","ü YES","Wood Pellet",0.12,null,null,null,3.4572801168698186,3.413935907996176,0,0,0,0,0,0,0,0,0,0,0,"Yes"]
["ü Eligible",null,"2011-04-18",null,"Biomass","Biomass Boiler","ÖkoFEN Pellematic Boilers","PE 20","ÖkoFEN Forschungs-und Entwicklungs Ges.mbH","HTSMCS1004/06","HETAS",null,"ü YES","ü YES","Wood Pellet",0.12]
["ü Eligible",null,"2013-05-31",null,"Biomass","Biomass Boiler","ÖkoFEN Pellematic Boilers","PE 20B","ÖkoFEN Forschungs-und Entwicklungs Ges.mbH","HTSMCS1004/19","HETAS",null,"ü YES","ü YES","Wood Pellet",0.12]
["ü Eligible",null,"2011-04-18",null,"Biomass","Biomass Boiler","ÖkoFEN Pellematic Boilers","PE 25","ÖkoFEN Forschungs-und Entwicklungs Ges.mbH","HTSMCS1004/08","HETAS",null,"ü YES","ü YES","Wood Pellet",0.12]
["ü Eligible",null,"2013-05-31",null,"Biomass","Biomass Boiler","ÖkoFEN Pellematic Boilers","PE 25B","ÖkoFEN Forschungs-und Entwicklungs Ges.mbH","HTSMCS1004/20","HETAS",null,"ü YES","ü YES","Wood Pellet",0.12]
["ü Eligible",null,"2011-04-18",null,"Biomass","Biomass Boiler","ÖkoFEN Pellematic Boilers","PE 32","ÖkoFEN Forschungs-und Entwicklungs Ges.mbH","HTSMCS1004/10","HETAS",null,"ü YES","ü YES","Wood Pellet",0.12]
["ü Eligible",null,"2013-05-31",null,"Biomass","Biomass Boiler","ÖkoFEN Pellematic Boilers","PE 32B","ÖkoFEN Forschungs-und Entwicklungs Ges.mbH","HTSMCS1004/21","HETAS",null,"ü YES","ü YES","Wood Pellet",0.12]
["ü Eligible",null,"2013-05-31",null,"Biomass","Biomass Boiler","ÖkoFEN Pellematic Boilers","PES 10","ÖkoFEN Forschungs-und Entwicklungs Ges.mbH","HTSMCS1004/14","HETAS",null,"ü YES","ü YES","Wood Pellet",0.12]
["ü Eligible",null,"2011-04-18",null,"Biomass","Biomass Boiler","ÖkoFEN Pellematic Boilers","PES 12","ÖkoFEN Forschungs-und Entwicklungs Ges.mbH","HTSMCS1004/03","HETAS",null,"ü YES","ü YES","Wood Pellet",0.12]
["ü Eligible",null,"2011-04-18",null,"Biomass","Biomass Boiler","ÖkoFEN Pellematic Boilers","PES 15","ÖkoFEN Forschungs-und Entwicklungs Ges.mbH","HTSMCS1004/05","HETAS",null,"ü YES","ü YES","Wood Pellet",0.12]
["ü Eligible",null,"2011-04-18",null,"Biomass","Biomass Boiler","ÖkoFEN Pellematic Boilers","PES 20","ÖkoFEN Forschungs-und Entwicklungs Ges.mbH","HTSMCS1004/07","HETAS",null,"ü YES","ü YES","Wood Pellet",0.12]
["ü Eligible",null,"2011-04-18",null,"Biomass","Biomass Boiler","ÖkoFEN Pellematic Boilers","PES 25","ÖkoFEN Forschungs-und Entwicklungs Ges.mbH","HTSMCS1004/09","HETAS",null,"ü YES","ü YES","Wood Pellet",0.12]
["ü Eligible",null,"2011-04-18",null,"Biomass","Biomass Boiler","ÖkoFEN Pellematic Boilers","PES 32","ÖkoFEN Forschungs-und Entwicklungs Ges.mbH","HTSMCS1004/11","HETAS",null,"ü YES","ü YES","Wood Pellet",0.12]
["ü Eligible",null,"2011-04-18",null,"Biomass","Biomass Boiler","ÖkoFEN Pellematic Boilers","PES 36","ÖkoFEN Forschungs-und Entwicklungs Ges.mbH","HTSMCS1004/12","HETAS",null,"ü YES","ü YES","Wood Pellet",0.12]
["ü Eligible",null,"2014-05-08",null,"Biomass","Biomass Boiler","ÖkoFEN Pellematic PES 45","ÖkoFEN Pellematic PES 45","ÖkoFEN Forschungs-und Entwicklungs Ges.mbH","HTSMCS1403/01","HETAS",null,"ü YES","ü YES","Wood Pellets C1 according to EN 303-5",0.12]
["ü Eligible",null,"2017-10-13",null,"Biomass","Biomass Boiler","Orlan Super","Orlan Super 18 kW","CRANP-KOVO s.r.o","SZU 0010-12"]
["ü Eligible",null,"2017-10-13",null,"Biomass","Biomass Boiler","Orlan Super","Orlan Super 25 kW","CRANP-KOVO s.r.o","SZU 0010-13"]
["ü Eligible",null,"2017-10-13",null,"Biomass","Biomass Boiler","Orlan Super","Orlan Super 40 kW","CRANP-KOVO s.r.o","SZU 0010-14"]
["ü Eligible",null,"2017-10-13",null,"Biomass","Biomass Boiler","Orlan Super","Orlan Super 45 kW","CRANP-KOVO s.r.o","SZU 0010-15"]
["ü Eligible",null,"2015-07-10",null,"Biomass","Biomass Boiler","Orlando","Orlando","Edilkamin S.p.A","BSI KM 635713/9","BSI",null,"ü YES","ü YES","Pellet",0.1]
["ü Eligible",null,"2017-10-13",null,"Biomass","Biomass Boiler","Orligno 200","Orligno 200 18 kW","CRANP-KOVO s.r.o","SZU 0010-16"]
["ü Eligible",null,"2017-10-13",null,"Biomass","Biomass Boiler","Orligno 200","Orligno 200 25 kW","CRANP-KOVO s.r.o","SZU 0010-17"]
["ü Eligible",null,"2017-10-13",null,"Biomass","Biomass Boiler","Orligno 200","Orligno 200 40 kW","CRANP-KOVO s.r.o","SZU 0010-18"]
["ü Eligible",null,"2017-10-13",null,"Biomass","Biomass Boiler","Orligno 200","Orligno 200 45 kW","CRANP-KOVO s.r.o","SZU 0010-19"]
["ü Eligible",null,"2017-10-13",null,"Biomass","Biomass Boiler","Orligno 400","Orligno 400 16 kW","CRANP-KOVO s.r.o","SZU 0010-20"]
["ü Eligible",null,"2017-10-13",null,"Biomass","Biomass Boiler","Orligno 400","Orligno 400 30 kW","CRANP-KOVO s.r.o","SZU 0010-21"]
["ü Eligible",null,"2017-10-13",null,"Biomass","Biomass Boiler","Orligno 500","Orligno 500 25 kW","CRANP-KOVO s.r.o","SZU 0010-22"]
["ü Eligible",null,"2015-07-10",null,"Biomass","Biomass Boiler","Ottawa","Ottawa","Edilkamin S.p.A","BSI KM 635713/6","BSI",null,"ü YES","ü YES","Pellet",0.1]
["ü Eligible",null,"2013-02-11",null,"Biomass","Biomass Boiler","Palazzetti","CT14","Palazzetti Lelio Spa","HTSMCS1218/10","HETAS",null,"ü YES","ü YES","Wood Pellet not for industrial Use",0.12]
["ü Eligible",null,"2013-02-11",null,"Biomass","Biomass Boiler","Palazzetti","CT18","Palazzetti Lelio Spa","HTSMCS1218/11","HETAS",null,"ü YES","ü YES","Wood Pellet not for industrial Use",0.12]
["ü Eligible",null,"2013-02-11",null,"Biomass","Biomass Boiler","Palazzetti","CT22","Palazzetti Lelio Spa","HTSMCS1218/12","HETAS",null,"ü YES","ü YES","Wood Pellet not for industrial Use",0.12]
["ü Eligible",null,"2013-02-11",null,"Biomass","Biomass Boiler","Palazzetti","CT24","Palazzetti Lelio Spa","HTSMCS1218/13","HETAS",null,"ü YES","ü YES","Wood Pellet not for industrial Use",0.12]
["ü Eligible",null,"2015-10-16",null,"Biomass","Biomass Boiler","Palazzetti CT PRO","Palazzetti CT PRO 24 T","Palazzetti Lelio Spa","HTSMCS1516/06","HETAS",null,"ü YES","ü YES","Wood Pellet not for industrial use",0.12]
["ü Eligible",null,"2015-10-16",null,"Biomass","Biomass Boiler","Palazzetti CT PRO","Palazzetti CT PRO 28 T","Palazzetti Lelio Spa","HTSMCS1516/07","HETAS",null,"ü YES","ü YES","Wood Pellet not for industrial use",0.12]
["ü Eligible",null,"2015-10-16",null,"Biomass","Biomass Boiler","Palazzetti CT PRO","Palazzetti CT PRO 35 T","Palazzetti Lelio Spa","HTSMCS1516/08","HETAS",null,"ü YES","ü YES","Wood Pellet not for industrial use",0.12]
["ü Eligible",null,"2014-12-23",null,"Biomass","Biomass Boiler","Passat Bioheat 15","Passat Bioheat 15","Passat Energi A/S","HTSMCS1423/01","HETAS",null,"ü YES","ü YES","Wood Pellet C1 according to BS EN 303-5:2012",0.12]
["ü Eligible",null,"2014-12-23",null,"Biomass","Biomass Boiler","Passat Bioheat 45","Passat Bioheat 45","Passat Energi A/S","HTSMCS1423/02","HETAS",null,"ü YES","ü YES","Wood Pellet C1 according to BS EN 303-5:2012",0.12]
["ü Eligible",null,"2014-12-23",null,"Biomass","Biomass Boiler","Passat Compact C1+","Passat Compact C1+","Passat Energi A/S","HTSMCS1423/03","HETAS",null,"ü YES","ü YES","Wood Pellet C1 according to BS EN 303-5:2012",0.12]
["ü Eligible",null,"2014-12-23",null,"Biomass","Biomass Boiler","Passat Compact C2+","Passat Compact C2+","Passat Energi A/S","HTSMCS1423/04","HETAS",null,"ü YES","ü YES","Wood Pellet C1 according to BS EN 303-5:2012",0.12]
["ü Eligible",null,"2015-06-26","2017-04-17","Biomass","Biomass Boiler","PC 40","PC 40","ETA Heiztechnik GmbH","HTSMCS1513/01","HETAS",null,"ü YES","ü YES","Wood pellets C1 according to EN 303-5",0.12]
["ü Eligible",null,"2015-06-26","2017-04-17","Biomass","Biomass Boiler","PC 45","PC 45","ETA Heiztechnik GmbH","HTSMCS1513/02","HETAS",null,"ü YES","ü YES","Wood pellets C1 according to EN 303-5",0.12]
["ü Eligible",null,"2016-03-22",null,"Biomass","Biomass Boiler","Pellematic Condens","PEK210","ÖkoFEN \nForschungs-und Entwicklungs Ges.m.b.H.\nDistr. By Organic Energy (UK) Ltd.","HTSMCS1521/01","HETAS",null,"ü YES","ü YES","Wood Pellet",0.12]
["ü Eligible",null,"2016-03-22",null,"Biomass","Biomass Boiler","Pellematic Condens","PEK212","ÖkoFEN \nForschungs-und Entwicklungs Ges.m.b.H.\nDistr. By Organic Energy (UK) Ltd.","HTSMCS1521/02","HETAS",null,"ü YES","ü YES","Wood Pellet",0.12]
["ü Eligible",null,"2016-03-22",null,"Biomass","Biomass Boiler","Pellematic Condens","PEK214","ÖkoFEN \nForschungs-und Entwicklungs Ges.m.b.H.\nDistr. By Organic Energy (UK) Ltd.","HTSMCS1521/03","HETAS",null,"ü YES","ü YES","Wood Pellet",0.12]
["ü Eligible",null,"2016-03-22",null,"Biomass","Biomass Boiler","Pellematic Condens","PEK216","ÖkoFEN \nForschungs-und Entwicklungs Ges.m.b.H.\nDistr. By Organic Energy (UK) Ltd.","HTSMCS1521/04","HETAS",null,"ü YES","ü YES","Wood Pellet",0.12]
["ü Eligible",null,"2016-03-22",null,"Biomass","Biomass Boiler","Pellematic Condens","PEK218","ÖkoFEN \nForschungs-und Entwicklungs Ges.m.b.H.\nDistr. By Organic Energy (UK) Ltd.","HTSMCS1521/05","HETAS",null,"ü YES","ü YES","Wood Pellet",0.12]
["ü Eligible",null,"2015-02-27",null,"Biomass","Biomass Boiler","Pellet Boiler 24","PB 24","Klover SRL","KIWA 00007/035 B",null,null,"ü YES","ü YES","Wood pellet class A1-A2 (according to EN 14961-2)",0.1]
["ü Eligible",null,"2015-11-20",null,"Biomass","Biomass Boiler","Pelletelegance","Pelletelegance 10","SOLARFOCUS GmbH","HTSMCS1524/01","HETAS",null,"ü YES","ü YES","Wood pellets",0.1]
["ü Eligible",null,"2015-11-20",null,"Biomass","Biomass Boiler","Pelletelegance","Pelletelegance 15","SOLARFOCUS GmbH","HTSMCS1524/02","HETAS",null,"ü YES","ü YES","Wood pellets",0.1]
["ü Eligible",null,"2015-11-20",null,"Biomass","Biomass Boiler","Pelletelegance","Pelletelegance 20","SOLARFOCUS GmbH","HTSMCS1524/03","HETAS",null,"ü YES","ü YES","Wood pellets",0.1]
["ü Eligible",null,"2015-11-20",null,"Biomass","Biomass Boiler","Pelletelegance","Pelletelegance 24","SOLARFOCUS GmbH","HTSMCS1524/04","HETAS",null,"ü YES","ü YES","Wood pellets",0.1]
["ü Eligible",null,"2015-07-02",null,"Biomass","Biomass Boiler","PELLETFIRE","PELLETFIRE 20/20","Herz Energietechnik GmbH","SZU 0003-9","SZU","No Valid Air Quality Emissions Certificate",null,"? To be determined"]
["ü Eligible",null,"2015-07-02",null,"Biomass","Biomass Boiler","PELLETFIRE","PELLETFIRE 30/30","Herz Energietechnik GmbH","SZU 0003-10","SZU","No Valid Air Quality Emissions Certificate",null,"? To be determined"]
["ü Eligible",null,"2015-07-02",null,"Biomass","Biomass Boiler","PELLETFIRE","PELLETFIRE 40/30","Herz Energietechnik GmbH","SZU 0003-11","SZU","No Valid Air Quality Emissions Certificate",null,"? To be determined"]
["ü Eligible",null,"2015-07-02",null,"Biomass","Biomass Boiler","PELLETSTAR","PELLETSTAR 10","Herz Energietechnik GmbH","SZU 0003-5","SZU",null,"ü YES","ü YES","Wood pellets C1 according to EN 303-5",0.12]
["ü Eligible",null,"2017-10-13",null,"Biomass","Biomass Boiler","PELLETSTAR","PELLETSTAR 10 ECO","Herz Energietechnik GmbH, Distributed by Rural Energy (Myriad CEG Ltd.)","SZU 0003-18"]
["ü Eligible",null,"2015-07-02",null,"Biomass","Biomass Boiler","PELLETSTAR","PELLETSTAR 20","Herz Energietechnik GmbH","SZU 0003-6","SZU",null,"ü YES","ü YES","Wood pellets C1 according to EN 303-5",0.12]
["ü Eligible",null,"2017-10-13",null,"Biomass","Biomass Boiler","PELLETSTAR","PELLETSTAR 20 ECO","Herz Energietechnik GmbH, Distributed by Rural Energy (Myriad CEG Ltd.)","SZU 0003-17"]
["ü Eligible",null,"2015-07-02",null,"Biomass","Biomass Boiler","PELLETSTAR","PELLETSTAR 30","Herz Energietechnik GmbH","SZU 0003-7","SZU",null,"ü YES","ü YES","Wood pellets C1 according to EN 303-5",0.12]
["ü Eligible",null,"2017-10-13",null,"Biomass","Biomass Boiler","PELLETSTAR","PELLETSTAR 30 ECO","Herz Energietechnik GmbH, Distributed by Rural Energy (Myriad CEG Ltd.)","SZU 0003-16"]
["ü Eligible",null,"2015-07-02",null,"Biomass","Biomass Boiler","PELLETSTAR","PELLETSTAR 45","Herz Energietechnik GmbH","SZU 0003-8","SZU",null,"ü YES","ü YES","Wood pellets C1 according to EN 303-5",0.12]
["ü Eligible",null,"2017-10-13",null,"Biomass","Biomass Boiler","PELLETSTAR","PELLETSTAR 45 ECO","Herz Energietechnik GmbH, Distributed by Rural Energy (Myriad CEG Ltd.)","SZU 0003-15"]
["ü Eligible",null,"2010-08-23",null,"Biomass","Biomass Boiler","PelletTop","PelletTop 15kW","SOLARFOCUS GmbH","HTSMCS0911/01","HETAS",null,"ü YES","ü YES","Pellet",0.1]
["ü Eligible",null,"2010-08-23",null,"Biomass","Biomass Boiler","PelletTop","PelletTop 25kW","SOLARFOCUS GmbH","HTSMCS0911/02","HETAS",null,"ü YES","ü YES","Pellet",0.1]
["ü Eligible",null,"2012-10-26",null,"Biomass","Biomass Boiler","PelletTop ","PelletTop 35","SOLARFOCUS GmbH","HTSMCS1212/01","HETAS",null,"ü YES","ü YES","Pellet",0.1]
["ü Eligible",null,"2014-06-05",null,"Biomass","Biomass Boiler","PelletTop ","PelletTop 45","SOLARFOCUS GmbH","HTSMCS1408/01","HETAS",null,"ü YES","ü YES","Pellet",0.1]
["ü Eligible",null,"2015-10-01","2017-04-17","Biomass","Biomass Boiler","Pelling ECO","Pelling 25 ECO","ThermoFLUX  d.o.o.","HTSMCS1509/01","HETAS","No Valid Air Quality Emissions Certificate","ü YES","? To be determined"]
["ü Eligible",null,"2015-10-01","2017-04-17","Biomass","Biomass Boiler","Pelling ECO","Pelling 35 ECO","ThermoFLUX  d.o.o.","HTSMCS1509/02","HETAS","No Valid Air Quality Emissions Certificate","ü YES","? To be determined"]
["ü Eligible",null,"2015-02-13",null,"Biomass","Biomass Boiler","Pellmax","Pellmax CU","Värmabaronen","HTSMCS1414/03","HETAS",null,"ü YES","ü YES","Wood pellets Class A1 according to EN 14961-2",0.1]
["ü Eligible",null,"2012-03-02",null,"Biomass","Biomass Boiler","Pellmax","Pellmax UB","Värmabaronen","HTSMCS1025/01","HETAS",null,"ü YES","ü YES","6-8mm Wood Pellet",0.12]
["ü Eligible",null,"2014-02-20",null,"Biomass","Biomass Boiler","PelTec 12","PelTec 12","Centrometal d.o.o.","HTSMCS1324/01","HETAS",null,"ü YES","ü YES","Wood Pellets-C1 according to BS EN 303-5:2012",0.12]
["ü Eligible",null,"2014-02-20",null,"Biomass","Biomass Boiler","PelTec 18","PelTec 18","Centrometal d.o.o.","HTSMCS1324/02","HETAS",null,"ü YES","ü YES","Wood Pellets-C1 according to BS EN 303-5:2012",0.12]
["ü Eligible",null,"2014-02-20",null,"Biomass","Biomass Boiler","PelTec 24","PelTec 24","Centrometal d.o.o.","HTSMCS1324/03","HETAS",null,"ü YES","ü YES","Wood Pellets-C1 according to BS EN 303-5:2012",0.12]
["ü Eligible",null,"2014-02-20",null,"Biomass","Biomass Boiler","PelTec 36","PelTec 36","Centrometal d.o.o.","HTSMCS1324/04","HETAS",null,"ü YES","ü YES","Wood Pellets-C1 according to BS EN 303-5:2012",0.12]
["ü Eligible",null,"2014-02-20",null,"Biomass","Biomass Boiler","PelTec 45","PelTec 45","Centrometal d.o.o.","HTSMCS1324/05","HETAS","No Valid Air Quality Emissions Certificate","ü YES","? To be determined"]
["ü Eligible",null,"2014-02-20",null,"Biomass","Biomass Boiler","PelTec Lambda 12","PelTec Lambda 12","Centrometal d.o.o.","HTSMCS1324/06","HETAS",null,"ü YES","ü YES","Wood Pellets-C1 according to BS EN 303-5:2012",0.12]
["ü Eligible",null,"2014-02-20",null,"Biomass","Biomass Boiler","PelTec Lambda 18","PelTec Lambda 18","Centrometal d.o.o.","HTSMCS1324/07","HETAS",null,"ü YES","ü YES","Wood Pellets-C1 according to BS EN 303-5:2012",0.12]
["ü Eligible",null,"2014-02-20",null,"Biomass","Biomass Boiler","PelTec Lambda 24","PelTec Lambda 24","Centrometal d.o.o.","HTSMCS1324/08","HETAS",null,"ü YES","ü YES","Wood Pellets-C1 according to BS EN 303-5:2012",0.12]
["ü Eligible",null,"2014-02-20",null,"Biomass","Biomass Boiler","PelTec Lambda 36","PelTec Lambda 36","Centrometal d.o.o.","HTSMCS1324/09","HETAS",null,"ü YES","ü YES","Wood Pellets-C1 according to BS EN 303-5:2012",0.12]
["ü Eligible",null,"2014-02-20",null,"Biomass","Biomass Boiler","PelTec Lambda 45","PelTec Lambda 45","Centrometal d.o.o.","HTSMCS1324/10","HETAS","No Valid Air Quality Emissions Certificate","ü YES","? To be determined"]
["ü Eligible",null,"2015-04-02",null,"Biomass","Biomass Boiler","Ponast KP","Ponast KP08","PONAST spol. s.r.o","SZU 0002-10","SZU",null,"ü YES","ü YES","Wood Pellet C1 according to BS EN 303-5:2012",0.12]
["ü Eligible",null,"2015-04-02",null,"Biomass","Biomass Boiler","Ponast KP","Ponast KP08S","PONAST spol. s.r.o","SZU 0002-11","SZU",null,"ü YES","ü YES","Wood Pellet C1 according to BS EN 303-5:2012",0.12]
["ü Eligible",null,"2015-04-02",null,"Biomass","Biomass Boiler","Ponast KP","Ponast KP11","PONAST spol. s.r.o","SZU 0002-1","SZU",null,"ü YES","ü YES","Wood Pellet C1 according to BS EN 303-5:2012",0.12]
["ü Eligible",null,"2015-04-02",null,"Biomass","Biomass Boiler","Ponast KP","Ponast KP11.1","PONAST spol. s.r.o","SZU 0002-7","SZU",null,"ü YES","ü YES","Wood Pellet C1 according to BS EN 303-5:2012",0.12]
["ü Eligible",null,"2015-04-02",null,"Biomass","Biomass Boiler","Ponast KP","Ponast KP12","PONAST spol. s.r.o","SZU 0002-2","SZU",null,"ü YES","ü YES","Wood Pellet C1 according to BS EN 303-5:2012",0.12]
["ü Eligible",null,"2015-04-02",null,"Biomass","Biomass Boiler","Ponast KP","Ponast KP12.1","PONAST spol. s.r.o","SZU 0002-8","SZU",null,"ü YES","ü YES","Wood Pellet C1 according to BS EN 303-5:2012",0.12]
["ü Eligible",null,"2015-04-02",null,"Biomass","Biomass Boiler","Ponast KP","Ponast KP12.1S","PONAST spol. s.r.o","SZU 0002-9","SZU",null,"ü YES","ü YES","Wood Pellet C1 according to BS EN 303-5:2012",0.12]
["ü Eligible",null,"2015-04-02",null,"Biomass","Biomass Boiler","Ponast KP","Ponast KP12S","PONAST spol. s.r.o","SZU 0002-5","SZU",null,"ü YES","ü YES","Wood Pellet C1 according to BS EN 303-5:2012",0.12]
["ü Eligible",null,"2015-04-02",null,"Biomass","Biomass Boiler","Ponast KP","Ponast KP21","PONAST spol. s.r.o","SZU 0002-3","SZU",null,"ü YES","ü YES","Wood Pellet C1 according to BS EN 303-5:2012",0.12]
["ü Eligible",null,"2015-04-02",null,"Biomass","Biomass Boiler","Ponast KP","Ponast KP22","PONAST spol. s.r.o","SZU 0002-4","SZU",null,"ü YES","ü YES","Wood Pellet C1 according to BS EN 303-5:2012",0.12]
["ü Eligible",null,"2015-04-02",null,"Biomass","Biomass Boiler","Ponast KP","Ponast KP22S","PONAST spol. s.r.o","SZU 0002-6","SZU",null,"ü YES","ü YES","Wood Pellet C1 according to BS EN 303-5:2012",0.12]
["ü Eligible",null,"2015-04-02",null,"Biomass","Biomass Boiler","Ponast KP","Ponast KP51.1","PONAST spol. s.r.o","SZU 0002-12","SZU",null,"ü YES","ü YES","Wood Pellet C1 according to BS EN 303-5:2012",0.12]
["ü Eligible",null,"2015-04-02",null,"Biomass","Biomass Boiler","Ponast KP","Ponast KP52.1","PONAST spol. s.r.o","SZU 0002-13","SZU",null,"ü YES","ü YES","Wood Pellet C1 according to BS EN 303-5:2012",0.12]
["ü Eligible",null,"2015-04-02",null,"Biomass","Biomass Boiler","Ponast KP","Ponast KP52.1S","PONAST spol. s.r.o","SZU 0002-14","SZU",null,"ü YES","ü YES","Wood Pellet C1 according to BS EN 303-5:2012",0.12]
["ü Eligible",null,"2011-02-03",null,"Biomass","Biomass boiler","Ponast KP11","Ponast KP11","Ponast spol s.r.o","MCS BH0049/02",null,null,"ü YES","ü YES","Wood Pellet C1 according to BS EN 303-5:2012",0.12]
["ü Eligible",null,"2011-02-03",null,"Biomass","Biomass boiler","Ponast KP12","Ponast KP12","Ponast spol s.r.o","MCS BH0049/03",null,null,"ü YES","ü YES","Wood Pellet C1 according to BS EN 303-5:2012",0.12]
["ü Eligible",null,"2013-04-30",null,"Biomass","Biomass boiler","Ponast KP12S","Ponast KP12S","Ponast spol s.r.o","MCS  BH0049/08",null,null,"ü YES","ü YES","Wood Pellet C1 according to BS EN 303-5:2012",0.12]
["ü Eligible",null,"2011-02-03",null,"Biomass","Biomass boiler","Ponast KP21","Ponast KP21","Ponast spol s.r.o","MCS BH0049/05",null,null,"ü YES","ü YES","Wood Pellet C1 according to BS EN 303-5:2012",0.12]
["ü Eligible",null,"2011-02-03",null,"Biomass","Biomass boiler","Ponast KP22","Ponast KP22","Ponast spol s.r.o","MCS BH0049/07",null,null,"ü YES","ü YES","Wood Pellet C1 according to BS EN 303-5:2012",0.12]
["ü Eligible",null,"2013-04-30",null,"Biomass","Biomass boiler","Ponast KP22S","Ponast KP22S","Ponast spol s.r.o","MCS  BH0049/09",null,null,"ü YES","ü YES","Wood Pellet C1 according to BS EN 303-5:2012",0.12]
["ü Eligible",null,"2016-12-09",null,"Biomass","Biomass Boiler","PuroWIN","PuroWIN PW 24","Windhager Zentralheizung GmbH","HTSMCS1615/01","HETAS",null,"ü YES","ü YES","Pellet",0.12]
["ü Eligible",null,"2016-12-09",null,"Biomass","Biomass Boiler","PuroWIN","PuroWIN PW 30","Windhager Zentralheizung GmbH","HTSMCS1615/02","HETAS",null,"ü YES","ü YES","Pellet",0.12]
["ü Eligible",null,"2016-12-09",null,"Biomass","Biomass Boiler","PuroWIN","PuroWIN PW 40","Windhager Zentralheizung GmbH","HTSMCS1615/03","HETAS",null,"ü YES","ü YES","Pellet",0.12]
["ü Eligible",null,"2011-09-29",null,"Biomass","Biomass Boiler","PZ","PZ 25RL","Biotech Energietechnik GmbH","HTSMCS1006/05","HETAS",null,"ü YES","ü YES","Pellet",0.1]
["ü Eligible",null,"2011-09-29",null,"Biomass","Biomass Boiler","PZ","PZ 35RL","Biotech Energietechnik GmbH","HTSMCS1006/06","HETAS",null,"ü YES","ü YES","Pellet",0.1]
["ü Eligible",null,"2011-09-29",null,"Biomass","Biomass Boiler","PZ","PZ 8RL","Biotech Energietechnik GmbH","HTSMCS1006/04","HETAS",null,"ü YES","ü YES","Pellet",0.1]
["ü Eligible",null,"2017-09-20",null,"Biomass","Biomass Boiler","RED - Performa Easy Clean","Performa 25 Easy Clean","MCZ Group S.p.A.","HTSMCS1704/01"]
["ü Eligible",null,"2017-09-20",null,"Biomass","Biomass Boiler","RED - Performa Easy Clean","Performa 30 Easy Clean","MCZ Group S.p.A.","HTSMCS1704/02"]
["ü Eligible",null,"2013-10-24",null,"Biomass","Biomass Boiler","RED Compact","Compact 14","MCZ Group S.p.A.","HTSMCS1314/01","HETAS",null,"ü YES","ü YES","Wood Pellet",0.1]
["ü Eligible",null,"2013-02-06",null,"Biomass","Biomass Boiler","Red Compact","Compact 18","MCZ Group S.p.A.","HTSMCS1220/02","HETAS",null,"ü YES","ü YES","Wood pellet",0.1]
["ü Eligible",null,"2013-02-06",null,"Biomass","Biomass Boiler","Red Compact","Compact 24","MCZ Group S.p.A.","HTSMCS1220/03","HETAS",null,"ü YES","ü YES","Wood pellet",0.1]
["ü Eligible",null,"2013-02-06",null,"Biomass","Biomass Boiler","Red Compact","Compact 35","MCZ Group S.p.A.","HTSMCS1220/04","HETAS",null,"ü YES","ü YES","Wood pellet",0.1]
["ü Eligible",null,"2013-10-24",null,"Biomass","Biomass Boiler","RED Compact","Compact Slim 15","MCZ Group S.p.A.","HTSMCS1314/02","HETAS",null,"ü YES","ü YES","Wood Pellet",0.1]
["ü Eligible",null,"2015-04-24",null,"Biomass","Biomass Boiler","Red Compact","Red Compact 18 EasyClean","MCZ Group S.p.A.","HTSMCS1507/03","HETAS",null,"ü YES","ü YES","Wood pellet class A1-A2 according to ISO 17225",0.1]
["ü Eligible",null,"2015-04-24",null,"Biomass","Biomass Boiler","Red Compact","Red Compact 24 EasyClean","MCZ Group S.p.A.","HTSMCS1507/04","HETAS",null,"ü YES","ü YES","Wood pellet class A1-A2 according to ISO 17225",0.1]
["ü Eligible",null,"2015-04-24",null,"Biomass","Biomass Boiler","Red Compact","Red Compact 35 EasyClean","MCZ Group S.p.A.","HTSMCS1507/05","HETAS",null,"ü YES","ü YES","Wood pellet class A1-A2 according to ISO 17225",0.1]
["ü Eligible",null,"2015-04-24",null,"Biomass","Biomass Boiler","Red Compact","Red Compact 45","MCZ Group S.p.A.","HTSMCS1507/06","HETAS",null,"ü YES","ü YES","Wood pellet class A1-A2 according to ISO 17225",0.1]
["ü Eligible",null,"2015-04-24",null,"Biomass","Biomass Boiler","Red Compact","Red Compact 45 EasyClean","MCZ Group S.p.A.","HTSMCS1507/07","HETAS",null,"ü YES","ü YES","Wood pellet class A1-A2 according to ISO 17225",0.1]
["ü Eligible",null,"2013-02-06",null,"Biomass","Biomass Boiler","Red Logika","Logika 25","MCZ Group S.p.A.","HTSMCS1220/05","HETAS",null,"ü YES","ü YES","Wood pellet",0.1]
["ü Eligible",null,"2013-02-06",null,"Biomass","Biomass Boiler","Red Logika","Logika 35","MCZ Group S.p.A.","HTSMCS1220/06","HETAS",null,"ü YES","ü YES","Wood pellet",0.1]
["ü Eligible",null,"2011-10-19",null,"Biomass","Biomass Boiler","RED Practika Boiler","RED Practika 28","MCZ Group S.p.A.","HTSMCS1108/01","HETAS",null,"ü YES","ü YES","Wood Pellet",0.1]
["ü Eligible",null,"2011-10-19",null,"Biomass","Biomass Boiler","RED Practika Boiler","RED Practika 33","MCZ Group S.p.A.","HTSMCS1108/02","HETAS",null,"ü YES","ü YES","Wood Pellet",0.1]
["ü Eligible",null,"2011-10-19",null,"Biomass","Biomass Boiler","RED Variomatic Boiler","RED Variomatic 33","MCZ Group S.p.A.","HTSMCS1108/03","HETAS",null,"ü YES","ü YES","Wood Pellet",0.1]
["ü Eligible",null,"2013-07-23",null,"Biomass","Biomass Boiler","Robus Black Star","Robus Black Star 10 Comfort","OPOP spol. s r.o., Distributed by Robus Energy Ltd.","HTSMCS1307/02","HETAS",null,"ü YES","ü YES","Wood Pellets",0.1]
["ü Eligible",null,"2013-07-23",null,"Biomass","Biomass Boiler","Robus Black Star","Robus Black Star 14","OPOP spol. s r.o., Distributed by Robus Energy Ltd.","HTSMCS1307/03","HETAS",null,"ü YES","ü YES","Pellet",0.1]
["ü Eligible",null,"2013-07-23",null,"Biomass","Biomass Boiler","Robus Black Star","Robus Black Star 14 Comfort","OPOP spol. s r.o., Distributed by Robus Energy Ltd.","HTSMCS1307/04","HETAS",null,"ü YES","ü YES","Wood Pellets",0.1]
["ü Eligible",null,"2013-07-23",null,"Biomass","Biomass Boiler","Robus Black Star","Robus Black Star 24","OPOP spol. s r.o., Distributed by Robus Energy Ltd.","HTSMCS1307/05","HETAS",null,"ü YES","ü YES","Pellet",0.1]
["ü Eligible",null,"2013-07-23",null,"Biomass","Biomass Boiler","Robus Black Star","Robus Black Star 24 Comfort","OPOP spol. s r.o., Distributed by Robus Energy Ltd.","HTSMCS1307/06","HETAS",null,"ü YES","ü YES","Wood Pellets",0.1]
["ü Eligible",null,"2013-07-23",null,"Biomass","Biomass Boiler","Robus Black Star","Robus Black Star 45","OPOP spol. s r.o., Distributed by Robus Energy Ltd.","HTSMCS1307/07","HETAS",null,"ü YES","ü YES","Pellet",0.1]
["ü Eligible",null,"2013-07-23",null,"Biomass","Biomass Boiler","Robus Black Star","Robus Black Star 45 Comfort / BS40 Comfort","OPOP spol. s r.o., Distributed by Robus Energy Ltd.","HTSMCS1307/08","HETAS",null,"ü YES","ü YES","Wood Pellets",0.1]
["ü Eligible",null,"2016-02-25",null,"Biomass","Biomass Boiler","RTB 10","RTB 10","NBE Productions A/S distributed by RTB UK Ltd.","HTSMCS1528/01","HETAS",null,"ü YES","ü YES","Wood Pellets",0.1]
["ü Eligible",null,"2016-02-25",null,"Biomass","Biomass Boiler","RTB 10 VAC","RTB 10 VAC","NBE Productions A/S distributed by RTB UK Ltd.","HTSMCS1528/02","HETAS",null,"ü YES","ü YES","Wood Pellets",0.1]
["ü Eligible",null,"2016-02-25",null,"Biomass","Biomass Boiler","RTB 16","RTB 16","NBE Productions A/S distributed by RTB UK Ltd.","HTSMCS1528/03","HETAS",null,"ü YES","ü YES","Wood Pellets",0.1]
["ü Eligible",null,"2016-02-25",null,"Biomass","Biomass Boiler","RTB 16 VAC","RTB 16 VAC","NBE Productions A/S distributed by RTB UK Ltd.","HTSMCS1528/04","HETAS",null,"ü YES","ü YES","Wood Pellets",0.1]
["ü Eligible",null,"2016-02-25",null,"Biomass","Biomass Boiler","RTB 30","RTB 30","NBE Productions A/S distributed by RTB UK Ltd.","HTSMCS1528/05","HETAS",null,"ü YES","ü YES","Wood Pellets",0.1]
["ü Eligible",null,"2016-02-25",null,"Biomass","Biomass Boiler","RTB 30 VAC","RTB 30 VAC","NBE Productions A/S distributed by RTB UK Ltd.","HTSMCS1528/06","HETAS",null,"ü YES","ü YES","Wood Pellets",0.1]
["ü Eligible",null,"2016-02-25",null,"Biomass","Biomass Boiler","RTB 50","RTB 50","NBE Productions A/S distributed by RTB UK Ltd.","HTSMCS1528/07","HETAS",null,"ü YES","ü YES","Wood Pellets",0.1]
["ü Eligible",null,"2016-02-25",null,"Biomass","Biomass Boiler","RTB 50 VAC","RTB 50 VAC","NBE Productions A/S distributed by RTB UK Ltd.","HTSMCS1528/08","HETAS",null,"ü YES","ü YES","Wood Pellets",0.1]
["ü Eligible",null,"2015-08-21",null,"Biomass","Biomass Boiler","SHT TDA Thermodual.HV","SHT TDA Thermodual.HV 25","SHT-Heiztechnik aus \nSalzburg GmbH; Euroheat Distributors (H.B.S.) Ltd.","HTSMCS1520/01","HETAS","No Valid Air Quality Emissions Certificate",null,"? To be determined"]
["ü Eligible",null,"2015-08-21",null,"Biomass","Biomass Boiler","SHT TDA Thermodual.HV","SHT TDA Thermodual.HV 30","SHT-Heiztechnik aus \nSalzburg GmbH; Euroheat Distributors (H.B.S.) Ltd.","HTSMCS1520/02","HETAS","No Valid Air Quality Emissions Certificate",null,"? To be determined"]
["ü Eligible",null,"2015-08-21",null,"Biomass","Biomass Boiler","SHT TDA Thermodual.HV","SHT TDA Thermodual.HV 40","SHT-Heiztechnik aus \nSalzburg GmbH; Euroheat Distributors (H.B.S.) Ltd.","HTSMCS1520/03","HETAS","No Valid Air Quality Emissions Certificate",null,"? To be determined"]
["ü Eligible",null,"2011-08-01",null,"Biomass","Biomass Boiler","SHT Thermodual","SHT Thermodual TDA 15","SHT-Heiztechnik aus \nSalzburg GmbH; Euroheat Distributors (H.B.S.) Ltd.","HTSMCS1024/03","HETAS",null,null,"ü YES","Wood Pellet",0.1]
["ü Eligible",null,"2011-08-01",null,"Biomass","Biomass Boiler","SHT Thermodual","SHT Thermodual TDA 25","SHT-Heiztechnik aus \nSalzburg GmbH; Euroheat Distributors (H.B.S.) Ltd.","HTSMCS1024/04","HETAS",null,null,"ü YES","Wood Pellet",0.1]
["ü Eligible",null,"2011-08-01",null,"Biomass","Biomass Boiler","SHT Thermodual","SHT Thermodual TDA 30","SHT-Heiztechnik aus \nSalzburg GmbH; Euroheat Distributors (H.B.S.) Ltd.","HTSMCS1024/05","HETAS",null,null,"ü YES","Wood Pellet",0.1]
["ü Eligible",null,"2011-08-01",null,"Biomass","Biomass Boiler","SHT Thermodual","SHT Thermodual TDA 40","SHT-Heiztechnik aus \nSalzburg GmbH; Euroheat Distributors (H.B.S.) Ltd.","HTSMCS1024/06","HETAS",null,null,"ü YES","Wood Pellet",0.1]
["ü Eligible",null,"2014-01-23",null,"Biomass","Biomass Boiler","Sintesi (EVO) 15","Sintesi (EVO) 15","Calux SRL, Distributed by Warrior Stoves Ltd.","HTSMCS1211/11","HETAS","No Valid Air Quality Emissions Certificate","ü YES","? To be determined"]
["ü Eligible",null,"2014-01-23",null,"Biomass","Biomass Boiler","Sintesi (EVO) 20","Sintesi (EVO) 20","Calux SRL, Distributed by Warrior Stoves Ltd.","HTSMCS1211/12","HETAS","No Valid Air Quality Emissions Certificate","ü YES","? To be determined"]
["ü Eligible",null,"2011-07-21",null,"Biomass","Biomass Boiler","SOLARFOCUS octoplus","SOLARFOCUS octoplus 10 kW","SOLARFOCUS GmbH","HTSMCS1104/01","HETAS",null,"ü YES","ü YES","Pellet",0.1]
["ü Eligible",null,"2011-07-21",null,"Biomass","Biomass Boiler","SOLARFOCUS octoplus","SOLARFOCUS octoplus 15 kW","SOLARFOCUS GmbH","HTSMCS1104/02","HETAS",null,"ü YES","ü YES","Pellet",0.1]
["ü Eligible",null,"2014-12-11",null,"Biomass","Biomass Boiler","SOLARFOCUS octoplus","SOLARFOCUS octoplus 22","SOLARFOCUS GmbH","HTSMCS1426/01","HETAS",null,"ü YES","ü YES","Wood Pellets - A1 according to EN 14961-2",0.1]
["ü Eligible",null,"2014-02-20",null,"Biomass","Biomass Boiler","SOLARvent IQ 120","SOLARvent IQ 120","SOLARvent Biomasse-Heizsysteme GmbH, Distributed by Optimum Heat (Southern) Ltd.","HTSMCS1305/01","HETAS",null,"ü YES","ü YES","Wood Pellets according to EN 303-5",0.12]
["ü Eligible",null,"2014-02-20",null,"Biomass","Biomass Boiler","SOLARvent IQ 150","SOLARvent IQ 150","SOLARvent Biomasse-Heizsysteme GmbH, Distributed by Optimum Heat (Southern) Ltd.","HTSMCS1305/02","HETAS",null,"ü YES","ü YES","Wood Pellets according to EN 303-5",0.12,null,null,null,2.9906138901499988,2.9877123123043736,0,0,0,0,0,0,0,0,0,0,0,"Yes"]
["ü Eligible",null,"2014-02-20",null,"Biomass","Biomass Boiler","SOLARvent IQ 200","SOLARvent IQ 200","SOLARvent Biomasse-Heizsysteme GmbH, Distributed by Optimum Heat (Southern) Ltd.","HTSMCS1305/03","HETAS",null,"ü YES","ü YES","Wood Pellets according to EN 303-5",0.12]
["ü Eligible",null,"2014-02-20",null,"Biomass","Biomass Boiler","SOLARvent IQ 270","SOLARvent IQ 270","SOLARvent Biomasse-Heizsysteme GmbH, Distributed by Optimum Heat (Southern) Ltd.","HTSMCS1305/04","HETAS",null,"ü YES","ü YES","Wood Pellets according to EN 303-5",0.12]
["ü Eligible",null,"2013-06-28",null,"Biomass","Biomass Boiler","Strebel Biotec","Strebel Biotec 25","Strebel Ltd.","HTSMCS1301/01","HETAS",null,"ü YES","ü YES","EN 303-5 WOOD PELLETS C",0.12]
["ü Eligible",null,"2013-06-28",null,"Biomass","Biomass Boiler","Strebel Biotec","Strebel Biotec 40","Strebel Ltd.","HTSMCS1301/02","HETAS",null,"ü YES","ü YES","EN 303-5 WOOD PELLETS C",0.12]
["ü Eligible",null,"2012-11-02",null,"Biomass","Biomass Boiler","Strebel Taurus","Strebel Taurus 13","Strebel Ltd.","HTSMCS1217/01","HETAS","No Valid Air Quality Emissions Certificate","ü YES","? To be determined"]
["ü Eligible",null,"2012-11-02",null,"Biomass","Biomass Boiler","Strebel Taurus","Strebel Taurus 18","Strebel Ltd.","HTSMCS1217/02","HETAS",null,"ü YES","ü YES","Wood pellet",0.1]
["ü Eligible",null,"2012-11-02",null,"Biomass","Biomass Boiler","Strebel Taurus","Strebel Taurus 35","Strebel Ltd.","HTSMCS1217/03","HETAS",null,"ü YES","ü YES","Wood pellet",0.12]
["ü Eligible",null,"2013-09-20",null,"Biomass","Biomass Boiler","Strebel Turbotec","Strebel Turbotec 20","Strebel Ltd.","HTSMCS1315/01","HETAS",null,null,"ü YES","Log wood A according to table 7 of EN 303-5",0.2]
["ü Eligible",null,"2013-09-20",null,"Biomass","Biomass Boiler","Strebel Turbotec","Strebel Turbotec 25","Strebel Ltd.","HTSMCS1315/02","HETAS",null,null,"ü YES","Log wood A according to table 7 of EN 303-5",0.2]
["ü Eligible",null,"2013-09-20",null,"Biomass","Biomass Boiler","Strebel Turbotec","Strebel Turbotec 30","Strebel Ltd.","HTSMCS1315/03","HETAS",null,null,"ü YES","Log wood A according to table 7 of EN 303-5",0.2]
["ü Eligible",null,"2013-09-20",null,"Biomass","Biomass Boiler","Strebel Turbotec","Strebel Turbotec 40","Strebel Ltd.","HTSMCS1315/04","HETAS",null,null,"ü YES","Log wood A according to table 7 of EN 303-5",0.2]
["ü Eligible",null,"2014-07-17",null,"Biomass","Biomass Boiler","Strebel Turbotec","Strebel Turbotec 40S","Strebel Ltd.","HTSMCS1409/01","HETAS",null,null,"ü YES","Log wood A according to table 7 of EN 303-5",0.2]
["ü Eligible",null,"2014-05-15",null,"Biomass","Biomass Boiler","Thermal Earth Combi Boiler","Thermal Earth Combi Boiler","Attack, s.r.o.","HTSMCS1402/01","HETAS",null,"ü YES","ü YES","Wood",0.25]
["ü Eligible",null,"2012-10-26",null,"Biomass","Biomass Boiler","Therminator II","Therminator II 18","SOLARFOCUS GmbH","HTSMCS1212/02","HETAS",null,null,"ü YES","Wood Log",0.25]
["ü Eligible",null,"2014-08-04",null,"Biomass","Biomass Boiler","Therminator II","Therminator II 45 Log","SOLARFOCUS GmbH","HTSMCS1415/02","HETAS",null,null,"ü YES","Log wood according to EN14961-5 class A2, or EN303-5 class A",0.25]
["ü Eligible",null,"2014-08-04",null,"Biomass","Biomass Boiler","Therminator II","Therminator II 45 Pellet","SOLARFOCUS GmbH","HTSMCS1415/01","HETAS",null,"ü YES","ü YES","Wood pellets according to EN14961-2 class A1, or EN303-5 class C1",0.1]
["ü Eligible",null,"2010-08-23",null,"Biomass","Biomass Boiler","Therminator II Logs","Therminator II Logs 27kW","SOLARFOCUS GmbH","HTSMCS0911/03","HETAS",null,null,"ü YES","Wood Log",0.25]
["ü Eligible",null,"2010-08-23",null,"Biomass","Biomass Boiler","Therminator II Logs","Therminator II Logs 36kW","SOLARFOCUS GmbH","HTSMCS0911/04","HETAS",null,null,"ü YES","Wood Log",0.25]
["ü Eligible",null,"2010-08-23",null,"Biomass","Biomass Boiler","Therminator II Pellets","Therminator II Pellets 22kW","SOLARFOCUS GmbH","HTSMCS0911/05","HETAS",null,null,"ü YES","Pellet",0.1]
["ü Eligible",null,"2010-08-23",null,"Biomass","Biomass Boiler","Therminator II Pellets","Therminator II Pellets 30kW","SOLARFOCUS GmbH","HTSMCS0911/06","HETAS",null,null,"ü YES","Pellet",0.1]
["ü Eligible",null,"2010-08-23",null,"Biomass","Biomass Boiler","Therminator II Pellets","Therminator II Pellets 40kW","SOLARFOCUS GmbH","HTSMCS0911/07","HETAS",null,null,"ü YES","Pellet",0.1]
["ü Eligible",null,"2010-08-23",null,"Biomass","Biomass Boiler","Therminator II Woodchip","Therminator II Woodchip 40kW","SOLARFOCUS GmbH","HTSMCS0911/08","HETAS",null,null,"ü YES","wood chip",0.35]
["ü Eligible",null,"2014-11-12",null,"Biomass","Biomass Boiler","Thermocomfort PNA 15","Thermocomfort PNA 15","SHT-Heiztechnik aus \nSalzburg GmbH; Euroheat Distributors (H.B.S.) Ltd.","HTSMCS1420/01","HETAS",null,"ü YES","ü YES","Wood Pellet Class C",0.12]
["ü Eligible",null,"2014-11-12",null,"Biomass","Biomass Boiler","Thermocomfort PNA 20","Thermocomfort PNA 20","SHT-Heiztechnik aus \nSalzburg GmbH; Euroheat Distributors (H.B.S.) Ltd.","HTSMCS1420/02","HETAS",null,"ü YES","ü YES","Wood Pellet Class C",0.12]
["ü Eligible",null,"2014-11-12",null,"Biomass","Biomass Boiler","Thermocomfort PNA 25","Thermocomfort PNA 25","SHT-Heiztechnik aus \nSalzburg GmbH; Euroheat Distributors (H.B.S.) Ltd.","HTSMCS1420/03","HETAS",null,"ü YES","ü YES","Wood Pellet Class C",0.12]
["ü Eligible",null,"2014-11-12",null,"Biomass","Biomass Boiler","Thermocomfort PNA 30","Thermocomfort PNA 30","SHT-Heiztechnik aus \nSalzburg GmbH; Euroheat Distributors (H.B.S.) Ltd.","HTSMCS1420/04","HETAS",null,"ü YES","ü YES","Wood Pellet Class C",0.12]
["ü Eligible",null,"2011-09-29",null,"Biomass","Biomass Boiler","Top Light","Top Light","Biotech Energietechnik GmbH","HTSMCS1006/01","HETAS",null,"ü YES","ü YES","Pellet",0.1]
["ü Eligible",null,"2011-09-29",null,"Biomass","Biomass Boiler","Top Light","Top Light M","Biotech Energietechnik GmbH","HTSMCS1006/02","HETAS",null,"ü YES","ü YES","Pellet",0.1]
["ü Eligible",null,"2011-09-29",null,"Biomass","Biomass Boiler","Top Light","Top Light M (MBW)","Biotech Energietechnik GmbH","HTSMCS1006/03","HETAS",null,"ü YES","ü YES","Pellet",0.1]
["ü Eligible",null,"2012-03-06",null,"Biomass","Biomass Boiler","TPK","TPK 12-250","Maskinfabrikken REKA A/S","HTSMCS1112/01","HETAS","No Valid Air Quality Emissions Certificate","ü YES","? To be determined"]
["ü Eligible",null,"2012-03-06",null,"Biomass","Biomass Boiler","TPK","TPK 22-350","Maskinfabrikken REKA A/S","HTSMCS1112/02","HETAS","No Valid Air Quality Emissions Certificate","ü YES","? To be determined"]
["ü Eligible",null,"2013-04-23",null,"Biomass","Biomass Boiler","Trianco Greenflame","Trianco Greenflame 15","TR Engineering Ltd.","HTSMCS1221/01","HETAS",null,"ü YES","ü YES","Pellet",0.12]
["ü Eligible",null,"2013-04-23",null,"Biomass","Biomass Boiler","Trianco Greenflame","Trianco Greenflame 28","TR Engineering Ltd.","HTSMCS1221/02","HETAS",null,"ü YES","ü YES","Wood pellet",0.12]
["ü Eligible",null,"2015-06-01",null,"Biomass","Biomass Boiler","Trianco Greenflame","Trianco Greenflame 40","Wood Energy Solutions","HTSMCS1503/01","HETAS","No Valid Air Quality Emissions Certificate","ü YES","? To be determined"]
["ü Eligible",null,"2013-12-06",null,"Biomass","Biomass Boiler","Trianco Greenflame ECO","Trianco Greenflame ECO 10","Gren SP.J.","HTSMCS1325/01","HETAS",null,"ü YES","ü YES","Pellet",0.12]
["ü Eligible",null,"2013-12-06",null,"Biomass","Biomass Boiler","Trianco Greenflame ECO","Trianco Greenflame ECO 15","Gren SP.J.","HTSMCS1325/02","HETAS",null,"ü YES","ü YES","Pellet",0.12]
["ü Eligible",null,"2013-12-06",null,"Biomass","Biomass Boiler","Trianco Greenflame ECO","Trianco Greenflame ECO 25","Gren SP.J.","HTSMCS1325/03","HETAS",null,"ü YES","ü YES","Pellet",0.12]
["ü Eligible",null,"2013-12-06",null,"Biomass","Biomass Boiler","Trianco Greenflame ECO","Trianco Greenflame ECO 40","Gren SP.J.","HTSMCS1325/04","HETAS",null,"ü YES","ü YES","Pellet",0.12]
["ü Eligible",null,"2010-12-17",null,"Biomass","Biomass Boiler","Twinheat Cpi 12","Twinheat Cpi 12 wood chips","TWINHEAT A/S","HTSMCS1009/02","HETAS",null,null,"ü YES","Wood Chips/Wood Pellets ",0.3]
["ü Eligible",null,"2010-12-17",null,"Biomass","Biomass Boiler","Twinheat Cpi 12","Twinheat Cpi 12 wood pellets","TWINHEAT A/S","HTSMCS1009/01","HETAS",null,"ü YES","ü YES","Wood pellets, Wood chips",0.1]
["ü Eligible",null,"2010-12-17",null,"Biomass","Biomass Boiler","Twinheat M20i/Variant A2","Twinheat M20i/Variant A2 wood chips","TWINHEAT A/S","HTSMCS1009/04","HETAS",null,null,"ü YES","Wood Chips/Wood Pellets ",0.3]
["ü Eligible",null,"2010-12-17",null,"Biomass","Biomass Boiler","Twinheat M20i/Variant A2","Twinheat M20i/Variant A2 wood pellets","TWINHEAT A/S","HTSMCS1009/03","HETAS",null,"ü YES","ü YES","Wood pellets, Wood chips",0.1]
["ü Eligible",null,"2010-12-17",null,"Biomass","Biomass Boiler","Twinheat M40i/Variant A4","Twinheat M40i/Variant A4 wood chips","TWINHEAT A/S","HTSMCS1009/06","HETAS",null,null,"ü YES","Wood Chips/Wood Pellets ",0.3]
["ü Eligible",null,"2010-12-17",null,"Biomass","Biomass Boiler","Twinheat M40i/Variant A4","Twinheat M40i/Variant A4 wood pellets","TWINHEAT A/S","HTSMCS1009/05","HETAS",null,"ü YES","ü YES","Wood pellets, Wood chips",0.1]
["ü Eligible",null,"2015-06-26","2017-04-17","Biomass","Biomass Boiler","Ulma ECO","ULMA ECO 20kW","ULMA AB, distributed by Viritas Ltd.","HTSMCS1506/01","HETAS","No Valid Air Quality Emissions Certificate","ü YES","? To be determined"]
["ü Eligible",null,"2015-06-26","2017-04-17","Biomass","Biomass Boiler","Ulma Mini","ULMA MINI 20kW","ULMA AB, distributed by Viritas Ltd.","HTSMCS1506/02","HETAS","No Valid Air Quality Emissions Certificate","ü YES","? To be determined"]
["ü Eligible",null,"2010-03-30",null,"Biomass","Biomass Boiler","VarioWIN Exklusiv-D","VarioWIN 12 Exklusiv-D","Windhager Zentralheizung GmbH","HTSMCS1003/04","HETAS",null,"ü YES","ü YES","Pellet",0.12]
["ü Eligible",null,"2010-03-30",null,"Biomass","Biomass Boiler","VarioWIN Exklusiv-P","VarioWIN 12 Exklusiv-P","Windhager Zentralheizung GmbH","HTSMCS1003/03","HETAS",null,"ü YES","ü YES","Pellet",0.12]
["ü Eligible",null,"2010-03-30",null,"Biomass","Biomass Boiler","VarioWIN Exklusiv-S","VarioWIN 12 Exklusiv-S","Windhager Zentralheizung GmbH","HTSMCS1003/02","HETAS",null,"ü YES","ü YES","Pellet",0.12]
["ü Eligible",null,"2010-03-30",null,"Biomass","Biomass Boiler","VarioWIN Premium-D","VarioWIN 12 Premium-D","Windhager Zentralheizung GmbH","HTSMCS1003/01","HETAS",null,"ü YES","ü YES","Pellet",0.12]
["ü Eligible",null,"2012-03-02",null,"Biomass","Biomass Boiler","Vedolux","Vedolux 30","Värmabaronen","HTSMCS1025/02","HETAS",null,null,"ü YES","Wood Logs",0.2]
["ü Eligible",null,"2015-02-13",null,"Biomass","Biomass Boiler","Vedolux","Vedolux 350","Värmabaronen","HTSMCS1414/01","HETAS",null,null,"ü YES","Wood Logs",0.2]
["ü Eligible",null,"2012-03-02",null,"Biomass","Biomass Boiler","Vedolux","Vedolux 37","Värmabaronen","HTSMCS1025/03","HETAS",null,null,"ü YES","Wood Logs",0.2]
["ü Eligible",null,"2015-02-13",null,"Biomass","Biomass Boiler","Vedolux","Vedolux 450","Värmabaronen","HTSMCS1414/02","HETAS",null,null,"ü YES","Wood Logs",0.2]
["ü Eligible",null,"2016-04-02",null,"Biomass","Biomass Boiler","VERNER A","VERNER A302","PONAST spol. s.r.o","SZU 0002-15","SZU","No Valid Air Quality Emissions Certificate",null,"? To be determined"]
["ü Eligible",null,"2016-04-02",null,"Biomass","Biomass Boiler","VERNER A","VERNER A442","PONAST spol. s.r.o","SZU 0002-16","SZU","No Valid Air Quality Emissions Certificate",null,"? To be determined",null,null,null,null,null,2.846527581003393,2.8340099011002202,0,0,0,0,0,0,0,0,0,0,0,"Yes",null,null,null,"Kiwa"]
["ü Eligible",null,"2013-11-01",null,"Biomass","Biomass Boiler","Verner A series","Verner A251","Verner a.s.","HTSMCS1311/03","HETAS",null,"ü YES","ü YES","Pellet",0.12]
["ü Eligible",null,"2013-11-01",null,"Biomass","Biomass Boiler","Verner A series","Verner A501","Verner a.s.","HTSMCS1311/04","HETAS",null,"ü YES","ü YES","Pellet",0.12]
["ü Eligible",null,"2013-11-01",null,"Biomass","Biomass Boiler","Verner G series","Verner G25D","Verner a.s.","HTSMCS1311/06","HETAS","No Valid Air Quality Emissions Certificate",null,"? To be determined"]
["ü Eligible",null,"2013-11-01",null,"Biomass","Biomass Boiler","Verner G series","Verner G25DLS","Verner a.s.","HTSMCS1311/05","HETAS","No Valid Air Quality Emissions Certificate",null,"? To be determined"]
["ü Eligible",null,"2013-11-01",null,"Biomass","Biomass Boiler","Verner G series","Verner G45","Verner a.s.","HTSMCS1311/10","HETAS","No Valid Air Quality Emissions Certificate",null,"? To be determined"]
["ü Eligible",null,"2013-11-01",null,"Biomass","Biomass Boiler","Verner G series","Verner G45LS","Verner a.s.","HTSMCS1311/11","HETAS","No Valid Air Quality Emissions Certificate",null,"? To be determined"]
["ü Eligible",null,"2013-11-01",null,"Biomass","Biomass Boiler","Verner G series","Verner GN25D","Verner a.s.","HTSMCS1311/07","HETAS","No Valid Air Quality Emissions Certificate",null,"? To be determined"]
["ü Eligible",null,"2013-11-01",null,"Biomass","Biomass Boiler","Verner G series","Verner GN25DLS","Verner a.s.","HTSMCS1311/08","HETAS","No Valid Air Quality Emissions Certificate",null,"? To be determined"]
["ü Eligible",null,"2013-11-01",null,"Biomass","Biomass Boiler","Verner G series","Verner GN45","Verner a.s.","HTSMCS1311/12","HETAS","No Valid Air Quality Emissions Certificate",null,"? To be determined"]
["ü Eligible",null,"2013-11-01",null,"Biomass","Biomass Boiler","Verner G series","Verner GN45LS","Verner a.s.","HTSMCS1311/13","HETAS","No Valid Air Quality Emissions Certificate",null,"? To be determined"]
["ü Eligible",null,"2013-11-01",null,"Biomass","Biomass Boiler","Verner V series","Verner V140","Verner a.s.","HTSMCS1311/01","HETAS",null,null,"ü YES","Wood",0.25]
["ü Eligible",null,"2013-11-01",null,"Biomass","Biomass Boiler","Verner V series","Verner V210","Verner a.s.","HTSMCS1311/02","HETAS",null,null,"ü YES","Wood",0.25]
["ü Eligible",null,"2015-12-18",null,"Biomass","Biomass Boiler","VIADRUS A3W","VIADRUS A3W","VIADRUS a.s.","SZU 0006-03","SZU","No Valid Air Quality Emissions Certificate","ü YES","? To be determined"]
["ü Eligible",null,"2015-12-18",null,"Biomass","Biomass Boiler","VIADRUS A5C","VIADRUS A5C","VIADRUS a.s.","SZU 0006-01","SZU","No Valid Air Quality Emissions Certificate","ü YES","? To be determined"]
["ü Eligible",null,"2015-12-18",null,"Biomass","Biomass Boiler","VIADRUS A5W","VIADRUS A5W","VIADRUS a.s.","SZU 0006-02","SZU","No Valid Air Quality Emissions Certificate","ü YES","? To be determined"]
["ü Eligible",null,"2015-12-18",null,"Biomass","Biomass Boiler","VIADRUS HERCULES GREEN ECO THERM 25X","HERCULES GREEN ECO THERM","VIADRUS a.s.","SZU 0006-08","SZU","No Valid Air Quality Emissions Certificate","ü YES","? To be determined"]
["ü Eligible",null,"2015-12-18",null,"Biomass","Biomass Boiler","VIADRUS HERCULES GREEN ECO THERM 32X","HERCULES GREEN ECO THERM","VIADRUS a.s.","SZU 0006-09","SZU","No Valid Air Quality Emissions Certificate","ü YES","? To be determined"]
["ü Eligible",null,"2015-12-18",null,"Biomass","Biomass Boiler","VIADRUS P7C - S22D","VIADRUS P7C - S22D","VIADRUS a.s.","SZU 0006-10","SZU","No Valid Air Quality Emissions Certificate",null,"? To be determined"]
["ü Eligible",null,"2015-12-18",null,"Biomass","Biomass Boiler","VIADRUS P7C - S30D","VIADRUS P7C - S30D","VIADRUS a.s.","SZU 0006-11","SZU","No Valid Air Quality Emissions Certificate",null,"? To be determined"]
["ü Eligible",null,"2015-12-18",null,"Biomass","Biomass Boiler","VIADRUS P7C - S38D","VIADRUS P7C - S38D","VIADRUS a.s.","SZU 0006-12","SZU","No Valid Air Quality Emissions Certificate",null,"? To be determined"]
["ü Eligible",null,"2011-09-16",null,"Biomass","Biomass Boiler","Vimar Vigas ","16 LC","Pavel Vigas - Vimar","HTSMCS0912/01","HETAS",null,null,"ü YES","A1",0.2]
["ü Eligible",null,"2011-09-16",null,"Biomass","Biomass Boiler","Vimar Vigas ","25 LC","Pavel Vigas - Vimar","HTSMCS0912/03","HETAS",null,null,"ü YES","A1",0.2]
["ü Eligible",null,"2011-09-16",null,"Biomass","Biomass Boiler","Vimar Vigas ","25 S","Pavel Vigas - Vimar","HTSMCS0912/02","HETAS",null,null,"ü YES","A1",0.2,null,null,null,null,null,null,null,null,null,null,null,null,null,null,null,null,"Yes",null,null,null,"BRE","YES"]
["ü Eligible",null,"2011-09-16",null,"Biomass","Biomass Boiler","Vimar Vigas ","40 LC","Pavel Vigas - Vimar","HTSMCS0912/05","HETAS",null,null,"ü YES","A1",0.2]
["ü Eligible",null,"2011-09-16",null,"Biomass","Biomass Boiler","Vimar Vigas ","40 S","Pavel Vigas - Vimar","HTSMCS0912/04","HETAS",null,null,"ü YES","A1",0.2]
["ü Eligible",null,"2015-08-26",null,"Biomass","Biomass Boiler","Vitoligno","Vitcoligno 300-C","Viessmann Ltd.","BSI KM 554512/15","BSI",null,"ü YES","ü YES","compressed wood, C1 (EN 303-5)",0.12]
["ü Eligible",null,"2016-04-27",null,"Biomass","Biomass Boiler","Vitoligno","Vitoligno 250-S","Viessmann Ltd.","BSI KM 554512/17","BSI","No Valid Air Quality Emissions Certificate",null,"? To be determined",null,null,null,null,null,null,null,null,null,null,null,null,null,null,null,null,null,null,null,null,null,null,"Kiwa","YES"]
["ü Eligible",null,"2015-08-26",null,"Biomass","Biomass Boiler","Vitoligno","Vitoligno 300-C VL3C 8 -48kW","Viessmann Ltd.","BSI KM 554512/15","BSI",null,"ü YES","ü YES","compressed wood, C1 (EN 303-5)",0.12]
["ü Eligible",null,"2014-02-21",null,"Biomass","Biomass Boiler","Vitoligno","Vitoligno 300-P VL3B 12-48kW","Viessmann Ltd.","BSI KM 554512/08","BSI",null,"ü YES","ü YES","Pellet",0.12]
["ü Eligible",null,"2015-12-18",null,"Biomass","Biomass Boiler","VULCANUS","VULCANUS 20kW","VIADRUS a.s.","SZU 0006-04","SZU","No Valid Air Quality Emissions Certificate","ü YES","? To be determined"]
["ü Eligible",null,"2015-12-18",null,"Biomass","Biomass Boiler","VULCANUS","VULCANUS 25kW","VIADRUS a.s.","SZU 0006-05","SZU","No Valid Air Quality Emissions Certificate","ü YES","? To be determined"]
["ü Eligible",null,"2015-12-18",null,"Biomass","Biomass Boiler","VULCANUS","VULCANUS 30kW","VIADRUS a.s.","SZU 0006-06","SZU","No Valid Air Quality Emissions Certificate","ü YES","? To be determined"]
["ü Eligible",null,"2015-12-18",null,"Biomass","Biomass Boiler","VULCANUS","VULCANUS 35kW","VIADRUS a.s.","SZU 0006-07","SZU","No Valid Air Quality Emissions Certificate","ü YES","? To be determined"]
["ü Eligible",null,"2011-05-08","2017-06-23","Biomass","Biomass Boiler","WBS Boilers","30kW WBS","NES Ltd","BBA 0109/20","BBA"]
["ü Eligible",null,"2011-09-30","2017-06-23","Biomass","Biomass Boiler","WBS Boilers","40kW WBS","NES Ltd","BBA 0109/19","BBA","No Valid Air Quality Emissions Certificate",null,"? To be determined"]
["ü Eligible",null,"2013-10-25",null,"Biomass","Biomass Boiler","Woodsman","Woodsman 16","Wood Energy Solutions","HTSMCS1321/01","HETAS","No Valid Air Quality Emissions Certificate","ü YES","? To be determined"]
["ü Eligible",null,"2014-07-11",null,"Biomass","Biomass Boiler","Woodsman","Woodsman 25","Wood Energy Solutions","HTSMCS1410/02","HETAS",null,"ü YES","ü YES","Wood Pellets C1 according to BS EN 303-5:2012",0.12]
["ü Eligible",null,"2013-10-25",null,"Biomass","Biomass Boiler","Woodsman","Woodsman 28","Wood Energy Solutions","HTSMCS1321/02","HETAS",null,"ü YES","ü YES","Pellet",0.12]
["ü Eligible",null,"2014-07-11",null,"Biomass","Biomass Boiler","Woodsman","Woodsman 40","Wood Energy Solutions","HTSMCS1410/04","HETAS",null,"ü YES","ü YES","Wood Pellets C1 according to BS EN 303-5:2012",0.12]
["ü Eligible",null,"2014-03-07",null,"Biomass","Biomass Boiler","Woodsman 15","Woodsman 15","Wood Energy Solutions","HTSMCS1323/05","HETAS",null,"ü YES","ü YES","Pellet",0.12]
["ü Eligible",null,"2014-03-07",null,"Biomass","Biomass Boiler","Woodsman 18 Slim","Woodsman 18 Slim","Wood Energy Solutions","HTSMCS1323/02","HETAS",null,"ü YES","ü YES","Pellet",0.12]
["ü Eligible",null,"2011-01-26",null,"Biomass","Biomass Boiler","Woodviking Pelletmaster","Woodviking Pelletmaster-W V 20","Kaukora Oy","HTSMCS1008/01","HETAS","No Valid Air Quality Emissions Certificate","ü YES","? To be determined"]
["ü Eligible",null,"2012-08-23",null,"Biomass","Biomass Boiler","Woodviking Pelletmaster","Woodviking Pelletmaster-W V 27","Kaukora Oy","HTSMCS1207/01","HETAS",null,"ü YES","ü YES","Wood Pellet",0.12]
["ü Eligible",null,"2014-07-11",null,"Biomass","Biomass Boiler","WP18","WP18","Warmflow Engineering Co Ltd","BSI KM 608787/2","BSI",null,"ü YES","ü YES","Wood pellet",0.12]
["ü Eligible",null,"2014-05-27",null,"Biomass","Biomass Boiler","WS18","WS18","Warmflow Engineering Co Ltd","BSI KM 608787/1","BSI",null,"ü YES","ü YES","Wood pellet",0.12]
["ü Eligible",null,"2015-10-16","2017-08-07","Biomass","Biomass Room heater/stove with integrated boiler","Cadel Aquos","Aquos 15","Cadel SRL\n\n","HTSMCS1427/02","HETAS",null,null,"ü YES","wood pellet",0.12]
["ü Eligible",null,"2015-10-16","2017-08-07","Biomass","Biomass Room heater/stove with integrated boiler","Cadel Aquos","Aquos 22","Cadel SRL\n\n","HTSMCS1427/05","HETAS",null,null,"ü YES","wood pellet",0.12]
["ü Eligible",null,"2015-10-16","2017-08-07","Biomass","Biomass Room heater/stove with integrated boiler","Cadel Ibis","Ibis 11","Cadel SRL\n\n","HTSMCS1427/07","HETAS",null,null,"ü YES","wood pellet",0.12]
["ü Eligible",null,"2015-10-16","2017-08-07","Biomass","Biomass Room heater/stove with integrated boiler","Cadel Ibis","Ibis 15","Cadel SRL\n\n","HTSMCS1427/01","HETAS",null,null,"ü YES","wood pellet",0.12]
["ü Eligible",null,"2015-10-16","2017-08-07","Biomass","Biomass Room heater/stove with integrated boiler","Cadel Ibis","Ibis 22","Cadel SRL\n\n","HTSMCS1427/04","HETAS",null,null,"ü YES","wood pellet",0.12]
["ü Eligible",null,"2016-02-04",null,"Biomass","Biomass Room heater/stove with integrated boiler","Cola Aqua Plus 18","Cola Aqua Plus 18","Cola SRL, distributed by Ferroli UK Ltd.","HTSMCS1522/11","Hetas",null,"ü YES","ü YES","Pellet",0.12]
["ü Eligible",null,"2016-02-04",null,"Biomass","Biomass Room heater/stove with integrated boiler","Cola Aqua Plus 23","Cola Aqua Plus 23","Cola SRL, distributed by Ferroli UK Ltd.","HTSMCS1522/12","Hetas",null,"ü YES","ü YES","Pellet",0.12]
["ü Eligible",null,"2016-02-04",null,"Biomass","Biomass Room heater/stove with integrated boiler","Cola Energyca","Cola Energyca","Cola SRL, distributed by Ferroli UK Ltd.","HTSMCS1522/06","Hetas","No Valid Air Quality Emissions Certificate","ü YES","? To be determined"]
["ü Eligible",null,"2016-02-04",null,"Biomass","Biomass Room heater/stove with integrated boiler","Cola Energyca 30","Cola Energyca 30","Cola SRL, distributed by Ferroli UK Ltd.","HTSMCS1522/07","Hetas",null,"ü YES","ü YES","Pellet",0.12]
["ü Eligible",null,"2016-02-04",null,"Biomass","Biomass Room heater/stove with integrated boiler","Cola Energyca 30 S","Cola Energyca 30 S","Cola SRL, distributed by Ferroli UK Ltd.","HTSMCS1522/08","Hetas","No Valid Air Quality Emissions Certificate","ü YES","? To be determined"]
["ü Eligible",null,"2016-02-04",null,"Biomass","Biomass Room heater/stove with integrated boiler","Cola Termo Blitz HR","Cola Termo Blitz HR","Cola SRL, distributed by Ferroli UK Ltd.","HTSMCS1522/05","Hetas",null,"ü YES","ü YES","Pellet",0.12]
["ü Eligible",null,"2016-02-04",null,"Biomass","Biomass Room heater/stove with integrated boiler","Cola Termo Charme","Cola Termo Charme","Cola SRL, distributed by Ferroli UK Ltd.","HTSMCS1522/04","Hetas",null,"ü YES","ü YES","Pellet",0.12]
["ü Eligible",null,"2016-02-04",null,"Biomass","Biomass Room heater/stove with integrated boiler","Cola Termo Focus HR","Cola Termo Focus HR","Cola SRL, distributed by Ferroli UK Ltd.","HTSMCS1522/03","Hetas","No Valid Air Quality Emissions Certificate","ü YES","? To be determined"]
["ü Eligible",null,"2016-02-04",null,"Biomass","Biomass Room heater/stove with integrated boiler","Cola Termo Perla","Cola Termo Perla","Cola SRL, distributed by Ferroli UK Ltd.","HTSMCS1522/01","Hetas",null,"ü YES","ü YES","Pellet",0.12]
["ü Eligible",null,"2016-02-04",null,"Biomass","Biomass Room heater/stove with integrated boiler","Cola Termo Perla Lux","Cola Termo Perla Lux","Cola SRL, distributed by Ferroli UK Ltd.","HTSMCS1522/02","Hetas","No Valid Air Quality Emissions Certificate","ü YES","? To be determined"]
["ü Eligible",null,"2016-02-04",null,"Biomass","Biomass Room heater/stove with integrated boiler","Cola Termo Plus 18","Cola Termo Plus 18","Cola SRL, distributed by Ferroli UK Ltd.","HTSMCS1522/09","Hetas",null,"ü YES","ü YES","Pellet",0.12]
["ü Eligible",null,"2016-02-04",null,"Biomass","Biomass Room heater/stove with integrated boiler","Cola Termo Plus 23","Cola Termo Plus 23","Cola SRL, distributed by Ferroli UK Ltd.","HTSMCS1522/10","Hetas",null,"ü YES","ü YES","Pellet",0.12]
["ü Eligible",null,"2015-10-16",null,"Biomass","Biomass Room heater/stove with integrated boiler","Ecofire","Ecofire DA Inserimento Idro","Palazzetti Lelio Spa","HTSMCS1516/01","HETAS","No Valid Air Quality Emissions Certificate",null,"? To be determined"]
["ü Eligible",null,"2015-10-16",null,"Biomass","Biomass Room heater/stove with integrated boiler","Ecofire","Ecofire Elisabeth Idro","Palazzetti Lelio Spa","HTSMCS1516/02","HETAS",null,null,"ü YES","Wood Pellet not for industrial use",0.12]
["ü Eligible",null,"2015-10-16",null,"Biomass","Biomass Room heater/stove with integrated boiler","Ecofire","Ecofire Ginger Idro","Palazzetti Lelio Spa","HTSMCS1516/03","HETAS",null,null,"ü YES","Wood Pellet not for industrial use",0.12]
["ü Eligible",null,"2015-10-16","2017-08-07","Biomass","Biomass Room heater/stove with integrated boiler","Freepoint Idron","Idron 11","Cadel SRL\n\n","HTSMCS1427/08","HETAS",null,null,"ü YES","wood pellet",0.12]
["ü Eligible",null,"2015-10-16","2017-08-07","Biomass","Biomass Room heater/stove with integrated boiler","Freepoint Idron","Idron 15","Cadel SRL\n\n","HTSMCS1427/03","HETAS",null,null,"ü YES","wood pellet",0.12]
["ü Eligible",null,"2015-10-16","2017-08-07","Biomass","Biomass Room heater/stove with integrated boiler","Freepoint Idron","Idron 22","Cadel SRL\n\n","HTSMCS1427/06","HETAS",null,null,"ü YES","wood pellet",0.12]
["ü Eligible",null,"2015-10-16",null,"Biomass","Biomass Room heater/stove with integrated boiler","Multifire","Multifire Idro NT 15","Palazzetti Lelio Spa","HTSMCS1516/04","HETAS",null,null,"ü YES","Wood Pellet not for industrial use",0.12]
["ü Eligible",null,"2015-10-16",null,"Biomass","Biomass Room heater/stove with integrated boiler","Multifire","Multifire Idro NT 22","Palazzetti Lelio Spa","HTSMCS1516/05","HETAS",null,null,"ü YES","Wood Pellet not for industrial use",0.12]
["û Ineligible",null,"2014-06-17",null,"Biomass","Biomass Standalone room heater/stove","Douros","Compact Pellet Boiler C18kW","Solzaima S.A","BSI KM 614221/5","BSI","Ineligible technology type: biomass heaters / stoves must have an integral boiler",null,"ü YES","Wood pellets not for industrial use",0.12]
["û Ineligible",null,"2014-06-17",null,"Biomass","Biomass Standalone room heater/stove","Douros","Compact Pellet Boiler C24kW","Solzaima S.A","BSI KM 614221/7","BSI","Ineligible technology type: biomass heaters / stoves must have an integral boiler",null,"ü YES","Wood pellets not for industrial use",0.12]
["ü Eligible",null,"2014-06-17",null,"Biomass","Biomass Standalone room heater/stove","Douros","Hydro Pellet Stove Douro 17kW","Solzaima S.A","BSI KM 614221/4","BSI",null,null,"ü YES","Wood pellets not for industrial use",0.12]
["ü Eligible",null,"2014-06-17",null,"Biomass","Biomass Standalone room heater/stove","Douros","Hydro Pellet Stove Douro 23kW","Solzaima S.A","BSI KM 614221/6","BSI",null,null,"ü YES","Wood pellets not for industrial use",0.12]
["ü Eligible",null,"2015-04-24",null,"Biomass","Pellet Fired Boiler","Nano PK","Nano PK 12","Hargassner GesmbH, Distributed by Wood Energy Ltd.","HTSMCS1501/03","HETAS",null,null,"ü YES","Wood pellets class A1 according to EN 14961-2",0.1]
["ü Eligible",null,"2015-04-24",null,"Biomass","Pellet Fired Boiler","Nano PK","Nano PK 6","Hargassner GesmbH, Distributed by Wood Energy Ltd.","HTSMCS1501/01","HETAS",null,null,"ü YES","Wood pellets class A1 according to EN 14961-2",0.1]
["ü Eligible",null,"2015-04-24",null,"Biomass","Pellet Fired Boiler","Nano PK","Nano PK 9","Hargassner GesmbH, Distributed by Wood Energy Ltd.","HTSMCS1501/02","HETAS",null,null,"ü YES","Wood pellets class A1 according to EN 14961-2",0.1]
["ü Eligible",null,"2015-04-24",null,"Biomass","Pellet Fired Roomheater","AQ 12","AQ 12","Caminetti Montegrappa S.p.A. con Socio Unico","HTSMCS1424/06","HETAS",null,null,"ü YES","WOOD PELLET CLASS A1-A2 (according to EN14961-2)",0.12]
["ü Eligible",null,"2015-04-24",null,"Biomass","Pellet Fired Roomheater","AQ 15","AQ 15","Caminetti Montegrappa S.p.A. con Socio Unico","HTSMCS1424/07","HETAS",null,null,"ü YES","WOOD PELLET CLASS A1-A2 (according to EN14961-2)",0.12]
["ü Eligible",null,"2015-04-24",null,"Biomass","Pellet Fired Roomheater","AQ 18","AQ 18","Caminetti Montegrappa S.p.A. con Socio Unico","HTSMCS1424/08","HETAS",null,null,"ü YES","WOOD PELLET CLASS A1-A2 (according to EN14961-2)",0.12]
["ü Eligible",null,"2015-04-24",null,"Biomass","Pellet Fired Roomheater","AQ 23","AQ 23","Caminetti Montegrappa S.p.A. con Socio Unico","HTSMCS1424/09","HETAS",null,null,"ü YES","WOOD PELLET CLASS A1-A2 (according to EN14961-2)",0.12]
["ü Eligible",null,"2015-04-24",null,"Biomass","Pellet Fired Roomheater","AQ 28","AQ 28","Caminetti Montegrappa S.p.A. con Socio Unico","HTSMCS1424/10","HETAS",null,null,"ü YES","WOOD PELLET CLASS A1-A2 (according to EN14961-2)",0.12]
["ü Eligible",null,"2015-04-24",null,"Biomass","Pellet Fired Roomheater","AQ 35","AQ 35","Caminetti Montegrappa S.p.A. con Socio Unico","HTSMCS1424/11","HETAS",null,null,"ü YES","WOOD PELLET CLASS A1-A2 (according to EN14961-2)",0.12]
["ü Eligible",null,"2015-04-24",null,"Biomass","Pellet Fired Roomheater","LW 12","LW 12","Caminetti Montegrappa S.p.A. con Socio Unico","HTSMCS1424/03","HETAS",null,null,"ü YES","WOOD PELLET CLASS A1-A2 (according to EN14961-2)",0.12]
["ü Eligible",null,"2015-04-24",null,"Biomass","Pellet Fired Roomheater","LW 15","LW 15","Caminetti Montegrappa S.p.A. con Socio Unico","HTSMCS1424/04","HETAS",null,null,"ü YES","WOOD PELLET CLASS A1-A2 (according to EN14961-2)",0.12]
["ü Eligible",null,"2015-04-24",null,"Biomass","Pellet Fired Roomheater","LW 20","LW 20","Caminetti Montegrappa S.p.A. con Socio Unico","HTSMCS1424/05","HETAS",null,null,"ü YES","WOOD PELLET CLASS A1-A2 (according to EN14961-2)",0.12]
["ü Eligible",null,"2015-04-24",null,"Biomass","Pellet Fired Roomheater","LW 7","LW 7","Caminetti Montegrappa S.p.A. con Socio Unico","HTSMCS1424/01","HETAS",null,null,"ü YES","WOOD PELLET CLASS A1-A2 (according to EN14961-2)",0.12]
["ü Eligible",null,"2015-04-24",null,"Biomass","Pellet Fired Roomheater","LW 9","LW 9","Caminetti Montegrappa S.p.A. con Socio Unico","HTSMCS1424/02","HETAS",null,null,"ü YES","WOOD PELLET CLASS A1-A2 (according to EN14961-2)",0.12]
["ü Eligible",null,"2015-03-27",null,"Biomass","Pellet Fired Roomheater","Ravelli HR100","Ravelli HR100","Ravelli SRL","HTSMCS1432/01","HETAS",null,"ü YES","ü YES","Wood Pellet not for industrial use",0.12]
["ü Eligible",null,"2015-03-27",null,"Biomass","Pellet Fired Roomheater","Ravelli HRV120","Ravelli HRV120","Ravelli SRL","HTSMCS1432/02","HETAS",null,"ü YES","ü YES","Wood Pellet not for industrial use",0.12]
["ü Eligible",null,"2015-03-27",null,"Biomass","Pellet Fired Roomheater","Ravelli HRV120 Style","Ravelli HRV120 Style","Ravelli SRL","HTSMCS1432/03","HETAS",null,"ü YES","ü YES","Wood Pellet not for industrial use",0.12]
["ü Eligible",null,"2015-03-27",null,"Biomass","Pellet Fired Roomheater","Ravelli HRV160 My 2014","Ravelli HRV160 My 2014","Ravelli SRL","HTSMCS1432/04","HETAS",null,"ü YES","ü YES","Wood Pellet",0.12]
["ü Eligible",null,"2015-03-27",null,"Biomass","Pellet Fired Roomheater","Ravelli HRV170","Ravelli HRV170","Ravelli SRL","HTSMCS1432/05","HETAS","No Valid Air Quality Emissions Certificate","ü YES","ü YES","Wood Pellet",0.12]
["ü Eligible",null,"2015-04-24",null,"Biomass","Pellet Fired Roomheater","Swing Hydro","Swing Hydro","MCZ Group S.p.A.","HTSMCS1507/02","HETAS",null,null,"ü YES","Wood pellets",0.12]
["ü Eligible",null,"2015-04-24",null,"Biomass","Pellet Fired Roomheater","Toba Hydro","Toba Hydro","MCZ Group S.p.A.","HTSMCS1507/01","HETAS",null,null,"ü YES","Wood pellets",0.12]
["ü Eligible",null,"2015-07-10",null,"Biomass","Roomheater/Stove with Integrated Boiler","Alpen","Alpen","Edilkamin S.p.A","BSI KM 635713/20","BSI",null,null,"ü YES","Pellet",0.1]
["ü Eligible",null,"2015-07-10",null,"Biomass","Roomheater/Stove with Integrated Boiler","Ande","Ande","Edilkamin S.p.A","BSI KM 635713/17","BSI",null,null,"ü YES","Pellet",0.1]
["ü Eligible",null,"2015-03-06","2017-07-26","Biomass","Roomheater/Stove with Integrated Boiler","Arte","Arte Acciaio 18 kW","Jolly Mec Caminetti SPA","KIWA 00005/020  B","Kiwa",null,null,"ü YES","Wood Pellet not for industrial use",0.12,null,null,null,null,null,null,null,null,null,null,null,null,null,null,null,null,null,null,null,null,null,null,null,{"$error":"#N/A"},{"$error":"#N/A"}]
["ü Eligible",null,"2015-03-06","2017-07-26","Biomass","Roomheater/Stove with Integrated Boiler","Arte","Arte Acciaio 23 kW","Jolly Mec Caminetti SPA","KIWA 00005/022  B","Kiwa",null,null,"ü YES","Wood Pellet not for industrial use",0.12]
["ü Eligible",null,"2015-03-06","2017-07-26","Biomass","Roomheater/Stove with Integrated Boiler","Arte","Arte Maiolica 18 kW","Jolly Mec Caminetti SPA","KIWA 00005/019  B","Kiwa",null,null,"ü YES","Wood Pellet not for industrial use",0.12]
["ü Eligible",null,"2015-03-06","2017-07-26","Biomass","Roomheater/Stove with Integrated Boiler","Arte","Arte Maiolica 23 kW","Jolly Mec Caminetti SPA","KIWA 00005/021  B","Kiwa",null,null,"ü YES","Wood Pellet not for industrial use",0.12]
["ü Eligible",null,"2014-04-16",null,"Biomass","Roomheater/Stove with Integrated Boiler","Balance / W Typ HP 02","Balance / W Typ HP 02","Hapero Energietechnik GmbH","HTSMCS1320/01","HETAS",null,null,"ü YES","Pellet",0.12]
["ü Eligible",null,"2015-07-10",null,"Biomass","Roomheater/Stove with Integrated Boiler","Bijoux","Bijoux","Edilkamin S.p.A","BSI KM 635713/16","BSI",null,null,"ü YES","Wood pellet class A1-A2",0.1]
["û Ineligible",null,"2012-03-30",null,"Biomass","Roomheater/Stove with Integrated Boiler","Broseley eVolution","eVolution 26 boiler stove","Broseley Fires Ltd.","HTSMCS1201/01","HETAS","Ineligible technology type:  biomass stoves with boilers must be pellet fired"]
["ü Eligible",null,"2015-07-10",null,"Biomass","Roomheater/Stove with Integrated Boiler","Cameo","Cameo","Edilkamin S.p.A","BSI KM 635713/11","BSI",null,null,"ü YES","Wood pellet class A1-A2",0.1]
["ü Eligible",null,"2014-05-21",null,"Biomass","Roomheater/Stove with Integrated Boiler","Carlota Hydro MF","Carlota Hydro MF","Bronpi Calefacción S.L.","HTSMCS1405/04","HETAS",null,null,"ü YES","Wood pellets C1 according to BS EN 303-5:2012",0.12]
["ü Eligible",null,"2014-05-21",null,"Biomass","Roomheater/Stove with Integrated Boiler","Carlota Hydro NE","Carlota Hydro NE","Bronpi Calefacción S.L.","HTSMCS1405/03","HETAS",null,null,"ü YES","Wood pellets C1 according to BS EN 303-5:2012",0.12]
["ü Eligible",null,"2014-05-21",null,"Biomass","Roomheater/Stove with Integrated Boiler","Carlota Hydro TK","Carlota Hydro TK","Bronpi Calefacción S.L.","HTSMCS1405/05","HETAS",null,null,"ü YES","Wood pellets C1 according to BS EN 303-5:2012",0.12]
["ü Eligible",null,"2015-07-10",null,"Biomass","Roomheater/Stove with Integrated Boiler","Daisy","Daisy","Edilkamin S.p.A","BSI KM 635713/21","BSI",null,null,"ü YES","Pellet",0.1]
["ü Eligible",null,"2013-11-04",null,"Biomass","Roomheater/Stove with Integrated Boiler","Dama Hidro","Dama Hidro","Bronpi Calefacción S.L.","HTSMCS1316/06","HETAS",null,null,"ü YES","Wood Pellets C1 according to EN 303-5:2012",0.12]
["ü Eligible",null,"2012-03-30",null,"Biomass","Roomheater/Stove with Integrated Boiler","Ecofire","HP003N_0_19 Ecofire Barbara Idro","Palazzetti Lelio Spa","HTSMCS1116/12","HETAS","No Valid Air Quality Emissions Certificate",null,"? To be determined"]
["ü Eligible",null,"2012-03-30",null,"Biomass","Roomheater/Stove with Integrated Boiler","Ecofire","HP003N_0_19 Ecofire Giulia Idro","Palazzetti Lelio Spa","HTSMCS1116/14","HETAS","No Valid Air Quality Emissions Certificate",null,"? To be determined"]
["ü Eligible",null,"2012-03-30",null,"Biomass","Roomheater/Stove with Integrated Boiler","Ecofire","HP003N_0_19 Ecofire Kelly Idro Plus","Palazzetti Lelio Spa","HTSMCS1116/15","HETAS","No Valid Air Quality Emissions Certificate",null,"? To be determined"]
["ü Eligible",null,"2012-03-30",null,"Biomass","Roomheater/Stove with Integrated Boiler","Ecofire","HP003N_0_19 Ecofire Tania Idro","Palazzetti Lelio Spa","HTSMCS1116/13","HETAS","No Valid Air Quality Emissions Certificate",null,"? To be determined"]
["ü Eligible",null,"2012-03-30",null,"Biomass","Roomheater/Stove with Integrated Boiler","Ecofire","HP008S_0_10 Ecofire Marta Idro 10  ","Palazzetti Lelio Spa","HTSMCS1116/01","HETAS",null,null,"ü YES","Wood Pellet not for industrial Use",0.12]
["ü Eligible",null,"2012-03-30",null,"Biomass","Roomheater/Stove with Integrated Boiler","Ecofire","HP008S_0_13 Ecofire Anita Idro 13","Palazzetti Lelio Spa","HTSMCS1116/03","HETAS",null,null,"ü YES","Wood Pellet not for industrial Use",0.12]
["ü Eligible",null,"2012-03-30",null,"Biomass","Roomheater/Stove with Integrated Boiler","Ecofire","HP008S_0_13 Ecofire Carlotta Idro 13","Palazzetti Lelio Spa","HTSMCS1116/04","HETAS",null,null,"ü YES","Wood Pellet not for industrial Use",0.12]
["ü Eligible",null,"2012-03-30",null,"Biomass","Roomheater/Stove with Integrated Boiler","Ecofire","HP008S_0_13 Ecofire Cristina Idro 13","Palazzetti Lelio Spa","HTSMCS1116/06","HETAS",null,null,"ü YES","Wood Pellet not for industrial Use",0.12]
["ü Eligible",null,"2012-03-30",null,"Biomass","Roomheater/Stove with Integrated Boiler","Ecofire","HP008S_0_13 Ecofire Marta Idro 13","Palazzetti Lelio Spa","HTSMCS1116/02","HETAS",null,null,"ü YES","Wood Pellet not for industrial Use",0.12]
["ü Eligible",null,"2012-03-30",null,"Biomass","Roomheater/Stove with Integrated Boiler","Ecofire","HP008S_0_13 Ecofire Rosa Idro 13","Palazzetti Lelio Spa","HTSMCS1116/05","HETAS",null,null,"ü YES","Wood Pellet not for industrial Use",0.12]
["ü Eligible",null,"2012-03-30",null,"Biomass","Roomheater/Stove with Integrated Boiler","Ecofire","HP008S_1_15 Ecofire - Marta Idro 15","Palazzetti Lelio Spa","HTSMCS1116/07","HETAS",null,null,"ü YES","Wood Pellet not for industrial Use",0.12]
["ü Eligible",null,"2012-03-30",null,"Biomass","Roomheater/Stove with Integrated Boiler","Ecofire","HP008S_1_15 Ecofire Anita Idro 15","Palazzetti Lelio Spa","HTSMCS1116/08","HETAS",null,null,"ü YES","Wood Pellet not for industrial Use",0.12]
["ü Eligible",null,"2012-03-30",null,"Biomass","Roomheater/Stove with Integrated Boiler","Ecofire","HP008S_1_15 Ecofire Carlotta Idro 15","Palazzetti Lelio Spa","HTSMCS1116/09","HETAS",null,null,"ü YES","Wood Pellet not for industrial Use",0.12]
["ü Eligible",null,"2012-03-30",null,"Biomass","Roomheater/Stove with Integrated Boiler","Ecofire","HP008S_1_15 Ecofire Cristina Idro 15","Palazzetti Lelio Spa","HTSMCS1116/11","HETAS",null,null,"ü YES","Wood Pellet not for industrial Use",0.12]
["ü Eligible",null,"2012-03-30",null,"Biomass","Roomheater/Stove with Integrated Boiler","Ecofire","HP008S_1_15 Ecofire Rosa Idro 15","Palazzetti Lelio Spa","HTSMCS1116/10","HETAS",null,null,"ü YES","Wood Pellet not for industrial Use",0.12]
["ü Eligible",null,"2013-07-17",null,"Biomass","Roomheater/Stove with Integrated Boiler","Extraflame Pellet Stove"," Extraflame Diadema ACS Idro","Extraflame SpA","HTSMCS1312/03","HETAS",null,null,"ü YES","Wood Pellet not for industrial Use",0.12]
["ü Eligible",null,"2013-07-17",null,"Biomass","Roomheater/Stove with Integrated Boiler","Extraflame Pellet Stove"," Extraflame Diadema Idro","Extraflame SpA","HTSMCS1312/02","HETAS",null,null,"ü YES","Wood Pellet not for industrial Use",0.12]
["ü Eligible",null,"2011-03-18",null,"Biomass","Roomheater/Stove with Integrated Boiler","Extraflame Pellet Stove"," Extraflame Duchessa Idro Steel Stove","Extraflame SpA","HTSMCS1017/08","HETAS",null,null,"ü YES","Wood Pellets",0.12]
["ü Eligible",null,"2011-03-18",null,"Biomass","Roomheater/Stove with Integrated Boiler","Extraflame Pellet Stove"," Extraflame Duchessa Idro Stove","Extraflame SpA","HTSMCS1017/07","HETAS",null,null,"ü YES","Wood Pellets",0.12]
["ü Eligible",null,"2013-02-06",null,"Biomass","Roomheater/Stove with Integrated Boiler","Extraflame Pellet Stove"," Extraflame Elisir Idro Stove","Extraflame SpA","HTSMCS1210/02","HETAS","No Valid Air Quality Emissions Certificate",null,"? To be determined"]
["ü Eligible",null,"2013-02-06",null,"Biomass","Roomheater/Stove with Integrated Boiler","Extraflame Pellet Stove"," Extraflame Giordana Idro Stove","Extraflame SpA","HTSMCS1210/01","HETAS",null,null,"ü YES","Wood Pellet not for industrial Use",0.12]
["ü Eligible",null,"2011-03-18",null,"Biomass","Roomheater/Stove with Integrated Boiler","Extraflame Pellet Stove"," Extraflame Iside Idro Stove","Extraflame SpA","HTSMCS1017/04","HETAS",null,null,"ü YES","Wood Pellet not for industrial Use",0.12]
["ü Eligible",null,"2013-07-17",null,"Biomass","Roomheater/Stove with Integrated Boiler","Extraflame Pellet Stove"," Extraflame Liliana Idro","Extraflame SpA","HTSMCS1312/01","HETAS",null,null,"ü YES","Wood Pellet not for industrial Use",0.12]
["ü Eligible",null,"2011-03-18",null,"Biomass","Roomheater/Stove with Integrated Boiler","Extraflame Pellet Stove"," Extraflame Lucrezia Idro Steel Stove","Extraflame SpA","HTSMCS1017/10","HETAS","No Valid Air Quality Emissions Certificate",null,"? To be determined"]
["ü Eligible",null,"2011-03-18",null,"Biomass","Roomheater/Stove with Integrated Boiler","Extraflame Pellet Stove"," Extraflame Lucrezia Idro Stove","Extraflame SpA","HTSMCS1017/09","HETAS","No Valid Air Quality Emissions Certificate",null,"? To be determined"]
["ü Eligible",null,"2011-03-18",null,"Biomass","Roomheater/Stove with Integrated Boiler","Extraflame Pellet Stove"," Extraflame Melinda Idro Steel Stove","Extraflame SpA","HTSMCS1017/06","HETAS",null,null,"ü YES","Wood Pellet not for industrial Use",0.12]
["ü Eligible",null,"2011-03-18",null,"Biomass","Roomheater/Stove with Integrated Boiler","Extraflame Pellet Stove"," Extraflame Melinda Idro Stove","Extraflame SpA","HTSMCS1017/05","HETAS",null,null,"ü YES","Wood Pellet not for industrial Use",0.12]
["ü Eligible",null,"2015-07-10",null,"Biomass","Roomheater/Stove with Integrated Boiler","Fiji","Fiji","Edilkamin S.p.A","BSI KM 635713/18","BSI",null,null,"ü YES","Pellet",0.1]
["ü Eligible",null,"2009-08-11",null,"Biomass","Roomheater/Stove with Integrated Boiler","FireWIN Series; Klassik, Premium and Exklusiv","FW090","Windhager Zentralheizung GmbH","HTSMCS0901/20","HETAS",null,null,"ü YES","Pellet",0.12]
["ü Eligible",null,"2009-08-11",null,"Biomass","Roomheater/Stove with Integrated Boiler","FireWIN Series; Klassik, Premium and Exklusiv","FW120","Windhager Zentralheizung GmbH","HTSMCS0901/21","HETAS",null,null,"ü YES","Pellet",0.12]
["û Ineligible",null,"2015-03-06","2017-07-26","Biomass","Roomheater/Stove with Integrated Boiler","FOGHET BOILER","FOGHET BOILER","Jolly Mec Caminetti SPA","KIWA 00005/017  B","Kiwa","Biomass stoves must be capable of burning pellets only."]
["ü Eligible",null,"2014-01-23",null,"Biomass","Roomheater/Stove with Integrated Boiler","Forma (Classic) Idro 12 kW","Forma (Classic) Idro 12 kW","Calux SRL, Distributed by Warrior Stoves Ltd.","HTSMCS1211/01","HETAS","No Valid Air Quality Emissions Certificate",null,"? To be determined"]
["ü Eligible",null,"2014-01-23",null,"Biomass","Roomheater/Stove with Integrated Boiler","Forma (Classic) Idro 15 kW","Forma (Classic) Idro 15 kW","Calux SRL, Distributed by Warrior Stoves Ltd.","HTSMCS1211/02","HETAS","No Valid Air Quality Emissions Certificate",null,"? To be determined"]
["ü Eligible",null,"2014-01-23",null,"Biomass","Roomheater/Stove with Integrated Boiler","Forma (Classic) Idro 20 kW","Forma (Classic) Idro 20 kW","Calux SRL, Distributed by Warrior Stoves Ltd.","HTSMCS1211/03","HETAS","No Valid Air Quality Emissions Certificate",null,"? To be determined"]
["ü Eligible",null,"2014-03-14",null,"Biomass","Roomheater/Stove with Integrated Boiler","HP008S_0_13 Ecofire Camilla Idro 13 kW","HP008S_0_13 Ecofire Camilla Idro 13 kW","Palazzetti Lelio Spa","HTSMCS1327/02","HETAS",null,null,"ü YES","Wood Pellet not for industrial Use",0.12]
["ü Eligible",null,"2014-03-14",null,"Biomass","Roomheater/Stove with Integrated Boiler","HP008S_0_13 Ecofire Carla Idro 13 kW","HP008S_0_13 Ecofire Carla Idro 13 kW","Palazzetti Lelio Spa","HTSMCS1327/01","HETAS",null,null,"ü YES","Wood Pellet not for industrial Use",0.12]
["ü Eligible",null,"2014-03-14",null,"Biomass","Roomheater/Stove with Integrated Boiler","HP008S_1_15 Ecofire Camilla Idro 15 kW","HP008S_1_15 Ecofire Camilla Idro 15 kW","Palazzetti Lelio Spa","HTSMCS1327/04","HETAS",null,null,"ü YES","Wood Pellet not for industrial Use",0.12]
["ü Eligible",null,"2014-03-14",null,"Biomass","Roomheater/Stove with Integrated Boiler","HP008S_1_15 Ecofire Carla Idro 15 kW","HP008S_1_15 Ecofire Carla Idro 15 kW","Palazzetti Lelio Spa","HTSMCS1327/03","HETAS",null,null,"ü YES","Wood Pellet not for industrial Use",0.12]
["ü Eligible",null,"2014-03-14",null,"Biomass","Roomheater/Stove with Integrated Boiler","HP012N_0_23 Ecofire  Ermione Idro 24 kW","HP012N_0_23 Ecofire  Ermione Idro 24 kW","Palazzetti Lelio Spa","HTSMCS1327/07","HETAS",null,null,"ü YES","Wood Pellet not for industrial Use",0.12]
["ü Eligible",null,"2014-03-14",null,"Biomass","Roomheater/Stove with Integrated Boiler","HP012N_0_23 Ecofire Olga Idro 24 kW","HP012N_0_23 Ecofire Olga Idro 24 kW","Palazzetti Lelio Spa","HTSMCS1327/05","HETAS",null,null,"ü YES","Wood Pellet not for industrial Use",0.12]
["ü Eligible",null,"2014-03-14",null,"Biomass","Roomheater/Stove with Integrated Boiler","HP012N_0_23 Ecofire Sabina Idro 24 kW","HP012N_0_23 Ecofire Sabina Idro 24 kW","Palazzetti Lelio Spa","HTSMCS1327/06","HETAS",null,null,"ü YES","Wood Pellet not for industrial Use",0.12]
["ü Eligible",null,"2014-01-23",null,"Biomass","Roomheater/Stove with Integrated Boiler","Hydra Plus 27","Hydra Plus 27","Calux SRL, Distributed by Warrior Stoves Ltd.","HTSMCS1211/06","HETAS","No Valid Air Quality Emissions Certificate",null,"? To be determined"]
["ü Eligible",null,"2014-01-23",null,"Biomass","Roomheater/Stove with Integrated Boiler","Hydra Plus 34","Hydra Plus 34","Calux SRL, Distributed by Warrior Stoves Ltd.","HTSMCS1211/07","HETAS","No Valid Air Quality Emissions Certificate",null,"? To be determined"]
["ü Eligible",null,"2014-01-23",null,"Biomass","Roomheater/Stove with Integrated Boiler","Hydra Steel 27","Hydra Steel 27","Calux SRL, Distributed by Warrior Stoves Ltd.","HTSMCS1211/04","HETAS","No Valid Air Quality Emissions Certificate",null,"? To be determined"]
["ü Eligible",null,"2014-01-23",null,"Biomass","Roomheater/Stove with Integrated Boiler","Hydra Steel 34","Hydra Steel 34","Calux SRL, Distributed by Warrior Stoves Ltd.","HTSMCS1211/05","HETAS","No Valid Air Quality Emissions Certificate",null,"? To be determined"]
["ü Eligible",null,"2014-05-21",null,"Biomass","Roomheater/Stove with Integrated Boiler","Hydro Alaska 21","Hydro Alaska 21","Bronpi Calefacción S.L.","HTSMCS1405/02","HETAS",null,null,"ü YES","Wood pellets C1 according to BS EN 303-5:2012",0.12]
["ü Eligible",null,"2014-05-21",null,"Biomass","Roomheater/Stove with Integrated Boiler","Hydro Artica 27","Hydro Artica 27","Bronpi Calefacción S.L.","HTSMCS1405/06","HETAS",null,null,"ü YES","Wood pellets C1 according to BS EN 303-5:2012",0.12]
["ü Eligible",null,"2014-05-21",null,"Biomass","Roomheater/Stove with Integrated Boiler","Hydro Artica 34","Hydro Artica 34","Bronpi Calefacción S.L.","HTSMCS1405/11","HETAS",null,null,"ü YES","Wood pellets C1 according to BS EN 303-5:2012",0.12]
["ü Eligible",null,"2014-05-21",null,"Biomass","Roomheater/Stove with Integrated Boiler","Hydro Baltica 27","Hydro Baltica 27","Bronpi Calefacción S.L.","HTSMCS1405/07","HETAS",null,null,"ü YES","Wood pellets C1 according to BS EN 303-5:2012",0.12]
["ü Eligible",null,"2014-05-21",null,"Biomass","Roomheater/Stove with Integrated Boiler","Hydro Baltica 34","Hydro Baltica 34","Bronpi Calefacción S.L.","HTSMCS1405/12","HETAS",null,null,"ü YES","Wood pellets C1 according to BS EN 303-5:2012",0.12]
["ü Eligible",null,"2014-05-21",null,"Biomass","Roomheater/Stove with Integrated Boiler","Hydro Polar 21","Hydro Polar 21","Bronpi Calefacción S.L.","HTSMCS1405/01","HETAS",null,null,"ü YES","Wood pellets C1 according to BS EN 303-5:2012",0.12]
["ü Eligible",null,"2015-03-06","2017-07-26","Biomass","Roomheater/Stove with Integrated Boiler","I-DEA idro","I-DEA idro Angolo 17S","Jolly Mec Caminetti SPA","KIWA 00005/027 B","Kiwa",null,null,"ü YES","Wood Pellet class A1-A2 according to EN14961-2",0.12]
["ü Eligible",null,"2015-03-06","2017-07-26","Biomass","Roomheater/Stove with Integrated Boiler","I-DEA idro","I-DEA idro Angolo 9S","Jolly Mec Caminetti SPA","KIWA 00005/030  B","Kiwa",null,null,"ü YES","Wood Pellet class A1-A2 according to EN14961-2",0.12]
["ü Eligible",null,"2015-03-06","2017-07-26","Biomass","Roomheater/Stove with Integrated Boiler","I-DEA idro","I-DEA idro Frontale 17S","Jolly Mec Caminetti SPA","KIWA 00005/025  B","Kiwa",null,null,"ü YES","Wood Pellet class A1-A2 according to EN14961-2",0.12]
["ü Eligible",null,"2015-03-06","2017-07-26","Biomass","Roomheater/Stove with Integrated Boiler","I-DEA idro","I-DEA idro Frontale 9S","Jolly Mec Caminetti SPA","KIWA 00005/028  B","Kiwa",null,null,"ü YES","Wood Pellet class A1-A2 according to EN14961-2",0.12]
["ü Eligible",null,"2015-03-06","2017-07-26","Biomass","Roomheater/Stove with Integrated Boiler","I-DEA idro","I-DEA idro Quadra 17S","Jolly Mec Caminetti SPA","KIWA 00005/026  B","Kiwa",null,null,"ü YES","Wood Pellet class A1-A2 according to EN14961-2",0.12]
["ü Eligible",null,"2015-03-06","2017-07-26","Biomass","Roomheater/Stove with Integrated Boiler","I-DEA idro","I-DEA idro Quadra 9S","Jolly Mec Caminetti SPA","KIWA 00005/029  B","Kiwa",null,null,"ü YES","Wood Pellet class A1-A2 according to EN14961-2",0.12]
["ü Eligible",null,"2015-07-10",null,"Biomass","Roomheater/Stove with Integrated Boiler","Idropellbox","Idropellbox","Edilkamin S.p.A","BSI KM 635713/26","BSI",null,null,"ü YES","Wood pellet class A1-A2",0.1]
["ü Eligible",null,"2015-07-10",null,"Biomass","Roomheater/Stove with Integrated Boiler","Idropoint","Idropoint","Edilkamin S.p.A","BSI KM 635713/27","BSI",null,null,"ü YES","Pellet",0.12]
["ü Eligible",null,"2015-07-10",null,"Biomass","Roomheater/Stove with Integrated Boiler","Idropolis","Idropolis","Edilkamin S.p.A","BSI KM 635713/15","BSI",null,null,"ü YES","Wood pellet class A1-A2",0.1]
["ü Eligible",null,"2015-07-10",null,"Biomass","Roomheater/Stove with Integrated Boiler","Idrosally","Idrosally","Edilkamin S.p.A","BSI KM 635713/14","BSI",null,null,"ü YES","Wood pellet class A1-A2",0.1]
["ü Eligible",null,"2014-05-21",null,"Biomass","Roomheater/Stove with Integrated Boiler","Karina Hydro BE","Karina Hydro BE","Bronpi Calefacción S.L.","HTSMCS1405/09","HETAS",null,null,"ü YES","Wood pellets C1 according to BS EN 303-5:2012",0.12]
["ü Eligible",null,"2014-05-21",null,"Biomass","Roomheater/Stove with Integrated Boiler","Karina Hydro NE","Karina Hydro NE","Bronpi Calefacción S.L.","HTSMCS1405/08","HETAS",null,null,"ü YES","Wood pellets C1 according to BS EN 303-5:2012",0.12]
["ü Eligible",null,"2014-05-21",null,"Biomass","Roomheater/Stove with Integrated Boiler","Karina Hydro PL","Karina Hydro PL","Bronpi Calefacción S.L.","HTSMCS1405/10","HETAS",null,null,"ü YES","Wood pellets C1 according to BS EN 303-5:2012",0.12]
["ü Eligible",null,"2014-11-28",null,"Biomass","Roomheater/Stove with Integrated Boiler","Lasian OPALA","Lasian OPALA","Lasian Technologia Del Calor S.L. Distributed by H. Docherty Ltd. T/A Adina Heating Products","HTSMCS1404/01","HETAS",null,null,"ü YES","Wood Pellet Class A1-A2 according to EN14961-2",0.12]
["ü Eligible",null,"2014-11-28",null,"Biomass","Roomheater/Stove with Integrated Boiler","Lasian SABA","Lasian SABA","Lasian Technologia Del Calor S.L. Distributed by H. Docherty Ltd. T/A Adina Heating Products","HTSMCS1404/02","HETAS",null,null,"ü YES","Wood Pellet Class A1-A2 according to EN14961-2",0.12]
["ü Eligible",null,"2013-11-04",null,"Biomass","Roomheater/Stove with Integrated Boiler","Leticia Hidro","Leticia Hidro","Bronpi Calefacción S.L.","HTSMCS1316/03","HETAS",null,null,"ü YES","Wood Pellets C1 according to EN 303-5:2012",0.12]
["ü Eligible",null,"2011-10-06",null,"Biomass","Roomheater/Stove with Integrated Boiler","Lincar","Lincar - Stella 740","Lincar S.p.a.","HTSMCS1107/02","HETAS",null,null,"ü YES","Wood pellets",0.12]
["ü Eligible",null,"2011-10-06",null,"Biomass","Roomheater/Stove with Integrated Boiler","Lincar","Lincar - Stella 741/SA","Lincar S.p.a.","HTSMCS1107/03","HETAS",null,null,"ü YES","Wood pellets",0.12]
["ü Eligible",null,"2012-03-13",null,"Biomass","Roomheater/Stove with Integrated Boiler","Lincar Annarita","Lincar - Annarita 698 TP","Lincar S.p.a.","HTSMCS1118/01","HETAS",null,null,"ü YES","Wood pellets",0.12]
["ü Eligible",null,"2012-03-13",null,"Biomass","Roomheater/Stove with Integrated Boiler","Lincar Annarita","Lincar - Annarita 698 TP-SA","Lincar S.p.a.","HTSMCS1118/02","HETAS",null,null,"ü YES","Wood pellets",0.12]
["ü Eligible",null,"2012-03-13",null,"Biomass","Roomheater/Stove with Integrated Boiler","Lincar Lola","Lincar - Lola 540","Lincar S.p.a.","HTSMCS1118/03","HETAS",null,null,"ü YES","Wood pellets",0.12]
["ü Eligible",null,"2013-10-24",null,"Biomass","Roomheater/Stove with Integrated Boiler","MCZ Duo","Duo","MCZ Group S.p.A.","HTSMCS1314/04","HETAS",null,null,"ü YES","Wood Pellet",0.12]
["ü Eligible",null,"2013-10-24",null,"Biomass","Roomheater/Stove with Integrated Boiler","MCZ Flux","Flux Hydro","MCZ Group S.p.A.","HTSMCS1314/03","HETAS",null,null,"ü YES","Wood Pellet",0.1]
["ü Eligible",null,"2014-02-26",null,"Biomass","Roomheater/Stove with Integrated Boiler","MCZ Vivo 80 Pellet Hydro","MCZ Vivo 80 Pellet Hydro","MCZ Group S.p.A.","HTSMCS1328/01","HETAS",null,null,"ü YES","Wood Pellet",0.1,null,null,null,null,null,null,null,null,null,null,null,null,null,null,null,null,"Yes",null,null,null,"BBA","NO"]
["ü Eligible",null,"2015-07-10",null,"Biomass","Roomheater/Stove with Integrated Boiler","Meg","Meg","Edilkamin S.p.A","BSI KM 635713/22","BSI",null,null,"ü YES","Pellet",0.12]
["ü Eligible",null,"2015-07-10",null,"Biomass","Roomheater/Stove with Integrated Boiler","Meg Piu","Meg Piu","Edilkamin S.p.A","BSI KM 635713/24","BSI",null,null,"ü YES","Pellet",0.12]
["ü Eligible",null,"2015-07-10",null,"Biomass","Roomheater/Stove with Integrated Boiler","Mito Idro","Mito Idro","Edilkamin S.p.A","BSI KM 635713/10","BSI",null,null,"ü YES","Wood pellet class A1 - A2",0.1]
["ü Eligible",null,"2011-06-02",null,"Biomass","Roomheater/Stove with Integrated Boiler","Montegrappa Linea Pellet","Linea Pellet 6","Caminetti Montegrappa S.p.A. con Socio Unico","HTSMCS1019/01","HETAS","No Valid Air Quality Emissions Certificate",null,"? To be determined"]
["ü Eligible",null,"2011-06-02",null,"Biomass","Roomheater/Stove with Integrated Boiler","Montegrappa Linea Pellet","Linea Pellet 9","Caminetti Montegrappa S.p.A. con Socio Unico","HTSMCS1019/02","HETAS","No Valid Air Quality Emissions Certificate",null,"? To be determined"]
["ü Eligible",null,"2015-07-10",null,"Biomass","Roomheater/Stove with Integrated Boiler","Nelly","Nelly","Edilkamin S.p.A","BSI KM 635713/23","BSI",null,null,"ü YES","Pellet",0.12]
["ü Eligible",null,"2015-07-10",null,"Biomass","Roomheater/Stove with Integrated Boiler","Nelly Piu","Nelly Piu","Edilkamin S.p.A","BSI KM 635713/25","BSI",null,null,"ü YES","Pellet",0.12]
["ü Eligible",null,"2013-02-11",null,"Biomass","Roomheater/Stove with Integrated Boiler","Palazzetti Ecofire","Ermione Idro 20","Palazzetti Lelio Spa","HTSMCS1218/06","HETAS",null,null,"ü YES","Wood Pellet not for industrial Use",0.12]
["ü Eligible",null,"2013-02-11",null,"Biomass","Roomheater/Stove with Integrated Boiler","Palazzetti Ecofire","Ermione Idro 27","Palazzetti Lelio Spa","HTSMCS1218/09","HETAS",null,null,"ü YES","Wood Pellet not for industrial Use",0.12]
["ü Eligible",null,"2013-02-11",null,"Biomass","Roomheater/Stove with Integrated Boiler","Palazzetti Ecofire","Martina Idro 10","Palazzetti Lelio Spa","HTSMCS1218/01","HETAS",null,null,"ü YES","Wood Pellet not for industrial Use",0.12]
["ü Eligible",null,"2013-02-11",null,"Biomass","Roomheater/Stove with Integrated Boiler","Palazzetti Ecofire","Martina Idro 13","Palazzetti Lelio Spa","HTSMCS1218/02","HETAS","No Valid Air Quality Emissions Certificate",null,"? To be determined"]
["ü Eligible",null,"2013-02-11",null,"Biomass","Roomheater/Stove with Integrated Boiler","Palazzetti Ecofire","Martina Idro 15","Palazzetti Lelio Spa","HTSMCS1218/03","HETAS",null,null,"ü YES","Wood Pellet not for industrial Use",0.12]
["ü Eligible",null,"2013-02-11",null,"Biomass","Roomheater/Stove with Integrated Boiler","Palazzetti Ecofire","Sabina Idro 20","Palazzetti Lelio Spa","HTSMCS1218/05","HETAS",null,null,"ü YES","Wood Pellet not for industrial Use",0.12]
["ü Eligible",null,"2013-02-11",null,"Biomass","Roomheater/Stove with Integrated Boiler","Palazzetti Ecofire","Sabina Idro 27","Palazzetti Lelio Spa","HTSMCS1218/08","HETAS",null,null,"ü YES","Wood Pellet not for industrial Use",0.12]
["ü Eligible",null,"2013-02-11",null,"Biomass","Roomheater/Stove with Integrated Boiler","Palazzetti Ecofire HP012N_0_20","Olga Idro 20","Palazzetti Lelio Spa","HTSMCS1218/04","HETAS",null,null,"ü YES","Wood Pellet not for industrial Use",0.12]
["ü Eligible",null,"2013-02-11",null,"Biomass","Roomheater/Stove with Integrated Boiler","Palazzetti Ecofire HP012N_0_27","Olga Idro 27","Palazzetti Lelio Spa","HTSMCS1218/07","HETAS",null,null,"ü YES","Wood Pellet not for industrial Use",0.12]
["ü Eligible",null,"2013-04-26","2017-09-23","Biomass","Roomheater/Stove with Integrated Boiler","Piazzetta","P960 Thermo","Gruppo Piazzetta S.p.A.","HTSMCS1208/01","HETAS","No Valid Air Quality Emissions Certificate",null,"? To be determined"]
["ü Eligible",null,"2013-04-26","2017-09-23","Biomass","Roomheater/Stove with Integrated Boiler","Piazzetta","P961 Thermo","Gruppo Piazzetta S.p.A.","HTSMCS1208/02","HETAS","No Valid Air Quality Emissions Certificate",null,"? To be determined"]
["ü Eligible",null,"2013-04-26","2017-09-23","Biomass","Roomheater/Stove with Integrated Boiler","Piazzetta","P963 Thermo","Gruppo Piazzetta S.p.A.","HTSMCS1208/03","HETAS",null,null,"ü YES","Wood Pellet",0.12]
["ü Eligible",null,"2013-04-26","2017-09-23","Biomass","Roomheater/Stove with Integrated Boiler","Piazzetta","P965 Thermo","Gruppo Piazzetta S.p.A.","HTSMCS1208/04","HETAS","No Valid Air Quality Emissions Certificate",null,"? To be determined"]
["ü Eligible",null,"2013-04-26","2017-09-23","Biomass","Roomheater/Stove with Integrated Boiler","Piazzetta","P966 Thermo","Gruppo Piazzetta S.p.A.","HTSMCS1208/05","HETAS",null,null,"ü YES","Wood Pellet not for industrial Use",0.12]
["ü Eligible",null,"2013-04-26","2017-09-23","Biomass","Roomheater/Stove with Integrated Boiler","Piazzetta","Superior Sabrina Thermo","Gruppo Piazzetta S.p.A.","HTSMCS1208/06","HETAS",null,null,"ü YES","Wood Pellet",0.12]
["ü Eligible",null,"2013-04-26","2017-09-23","Biomass","Roomheater/Stove with Integrated Boiler","Piazzetta","Superior Samantha Thermo","Gruppo Piazzetta S.p.A.","HTSMCS1208/08","HETAS",null,null,"ü YES","Wood Pellet",0.12]
["ü Eligible",null,"2013-04-26","2017-09-23","Biomass","Roomheater/Stove with Integrated Boiler","Piazzetta","Superior Siria Thermo","Gruppo Piazzetta S.p.A.","HTSMCS1208/09","HETAS",null,null,"ü YES","Wood Pellet",0.12]
["ü Eligible",null,"2013-04-26","2017-09-23","Biomass","Roomheater/Stove with Integrated Boiler","Piazzetta","Superior Sveva Thermo","Gruppo Piazzetta S.p.A.","HTSMCS1208/07","HETAS",null,null,"ü YES","Wood Pellet",0.12]
["ü Eligible",null,"2012-07-09",null,"Biomass","Roomheater/Stove with Integrated Boiler","Ravelli","Riviera","Ravelli SRL","HTSMCS1204/01","HETAS","No Valid Air Quality Emissions Certificate",null,"? To be determined"]
["ü Eligible",null,"2015-03-27",null,"Biomass","Roomheater/Stove with Integrated Boiler","Ravelli HRB160","Ravelli HRB160","Aico Spa t/a Ravelli","HTSMCS1432/06","HETAS","No Valid Air Quality Emissions Certificate","ü YES","? To be determined",null,null,null,null,null,null,null,null,null,null,null,null,null,null,null,null,null,null,null,null,null,null,"BRE","YES"]
["ü Eligible",null,"2013-02-06",null,"Biomass","Roomheater/Stove with Integrated Boiler","Red Lotus","Lotus","MCZ Group S.p.A.","HTSMCS1220/01","HETAS",null,null,"ü YES","Wood pellet",0.12]
["ü Eligible",null,"2013-11-04",null,"Biomass","Roomheater/Stove with Integrated Boiler","Reyna Hidro","Reyna Hidro","Bronpi Calefacción S.L.","HTSMCS1316/04","HETAS",null,null,"ü YES","Wood Pellets C1 according to EN 303-5:2012",0.12]
["ü Eligible",null,"2013-11-04",null,"Biomass","Roomheater/Stove with Integrated Boiler","Reyna-C Hidro","Reyna-C Hidro","Bronpi Calefacción S.L.","HTSMCS1316/05","HETAS",null,null,"ü YES","Wood Pellets C1 according to EN 303-5:2012",0.12]
["ü Eligible",null,"2011-08-01",null,"Biomass","Roomheater/Stove with Integrated Boiler","Rika Evo Aqua","Rika Evo Aqua 15","SHT-Heiztechnik aus \nSalzburg GmbH; Euroheat Distributors (H.B.S.) Ltd.","HTSMCS1024/02","HETAS",null,null,"ü YES","Wood Pellet",0.1]
["ü Eligible",null,"2011-08-01",null,"Biomass","Roomheater/Stove with Integrated Boiler","Rika Evo Aqua","Rika Evo Aqua 9","SHT-Heiztechnik aus \nSalzburg GmbH; Euroheat Distributors (H.B.S.) Ltd.","HTSMCS1024/01","HETAS",null,null,"ü YES","Wood Pellet",0.1]
["ü Eligible",null,"2012-03-30",null,"Biomass","Roomheater/Stove with Integrated Boiler","Royal","HP003N_0_19 Royal Klima 18","Palazzetti Lelio Spa","HTSMCS1116/16","HETAS","No Valid Air Quality Emissions Certificate",null,"? To be determined"]
["ü Eligible",null,"2015-07-10",null,"Biomass","Roomheater/Stove with Integrated Boiler","Strass","Strass","Edilkamin S.p.A","BSI KM 635713/13","BSI",null,null,"ü YES","Wood pellet class A1-A2",0.1]
["ü Eligible",null,"2015-03-06","2017-07-26","Biomass","Roomheater/Stove with Integrated Boiler","Techna","Techna 18 kW","Jolly Mec Caminetti SPA","KIWA 00005/023  B","Kiwa",null,null,"ü YES","Wood Pellet not for industrial use",0.12]
["ü Eligible",null,"2015-03-06","2017-07-26","Biomass","Roomheater/Stove with Integrated Boiler","Techna","Techna 23 kW","Jolly Mec Caminetti SPA","KIWA 00005/024  B","Kiwa",null,null,"ü YES","Wood Pellet not for industrial use",0.12]
["ü Eligible",null,"2015-07-10",null,"Biomass","Roomheater/Stove with Integrated Boiler","Tresor ","Tresor ","Edilkamin S.p.A","BSI KM 635713/12","BSI",null,null,"ü YES","Wood pellet class A1-A2",0.1]
["ü Eligible",null,"2015-07-10",null,"Biomass","Roomheater/Stove with Integrated Boiler","Ural","Ural","Edilkamin S.p.A","BSI KM 635713/19","BSI",null,null,"ü YES","Pellet",0.1]
["û Ineligible",null,"2013-11-01",null,"Biomass","Roomheater/Stove with Integrated Boiler","Verner","Verner 13/10","Verner a.s.","HTSMCS1311/14","HETAS","Ineligible technology type:  biomass stoves with boilers must be pellet fired"]
["ü Eligible",null,"2014-01-23",null,"Biomass","Roomheater/Stove with Integrated Boiler","Xila Idro 12 kW","Xila Idro 12 kW","Calux SRL, Distributed by Warrior Stoves Ltd.","HTSMCS1211/08","HETAS","No Valid Air Quality Emissions Certificate",null,"? To be determined"]
["ü Eligible",null,"2014-01-23",null,"Biomass","Roomheater/Stove with Integrated Boiler","Xila Idro 15 kW","Xila Idro 15 kW","Calux SRL, Distributed by Warrior Stoves Ltd.","HTSMCS1211/09","HETAS","No Valid Air Quality Emissions Certificate",null,"? To be determined"]
["ü Eligible",null,"2014-01-23",null,"Biomass","Roomheater/Stove with Integrated Boiler","Xila Idro 20 kW","Xila Idro 20 kW","Calux SRL, Distributed by Warrior Stoves Ltd.","HTSMCS1211/10","HETAS","No Valid Air Quality Emissions Certificate",null,"? To be determined"]
["ü Eligible",null,"2015-07-13",null,"Biomass","Roomheater/Stove with integrated boiler ","Extraflame Pellet Stove","Extraflame Raffaella Idro Stove","Extraflame SpA","HTSMCS1517/01",null,null,"ü YES",null,null,null,null,null,null,0,0,0,0,0,0,0,0,0,0,0,0,114.2,"Yes",null,null,null,"Kiwa","N/A"]
["ü Eligible",null,"2015-06-05",null,"Biomass","Roomheater/Stove with intergrated boiler","Alpes","Alpes Hydro","Bronpi Calefacción S.L.","HTSMCS1504/01","HETAS","No Valid Air Quality Emissions Certificate",null,"? To be determined"]
["ü Eligible",null,"2016-02-26","2018-01-06","Biomass","Roomheater/Stove with intergrated boiler","AQA S  ","AQA S 15","Ungaro s.r.l","KIWA 00026/001 B"]
["ü Eligible",null,"2016-02-26","2018-01-06","Biomass","Roomheater/Stove with intergrated boiler","AQA S  ","AQA S 18","Ungaro s.r.l","KIWA 00026/002 B"]
["ü Eligible",null,"2016-02-26","2018-01-06","Biomass","Roomheater/Stove with intergrated boiler","AQA S  ","AQA S 24","Ungaro s.r.l","KIWA 00026/003 B"]
["ü Eligible",null,"2016-12-16","2018-01-28","Biomass","Roomheater/Stove with intergrated boiler","Belvedere 16","BV16","Klover SRL","KIWA 00007/040 B","KIWA",null,null,"ü YES","Pellet",0.1]
["ü Eligible",null,"2016-12-16","2018-01-28","Biomass","Roomheater/Stove with intergrated boiler","Belvedere 16","BV16-V","Klover SRL","KIWA 00007/041 B","KIWA",null,null,"ü YES","Pellet",0.1]
["ü Eligible",null,"2017-07-28",null,"Biomass","Roomheater/Stove with intergrated boiler","Belvedere 18","BV16","Klover SRL","KIWA 00007/046 B",null,null,null,"ü YES","Pellet",0.1]
["ü Eligible",null,"2017-07-28",null,"Biomass","Roomheater/Stove with intergrated boiler","Belvedere 18","BV16-V","Klover SRL","KIWA 00007/047 B",null,null,null,"ü YES","Pellet",0.1]
["ü Eligible",null,"2016-12-16",null,"Biomass","Roomheater/Stove with intergrated boiler","Belvedere 22","BV22","Klover SRL","KIWA 00007/042 B",null,null,null,"ü YES","Pellet",0.1]
["ü Eligible",null,"2016-12-16",null,"Biomass","Roomheater/Stove with intergrated boiler","Belvedere 22","BV22-P","Klover SRL","KIWA 00007/044 B",null,null,null,"ü YES","Pellet",0.1]
["ü Eligible",null,"2016-12-16",null,"Biomass","Roomheater/Stove with intergrated boiler","Belvedere 22","BV22-PV","Klover SRL","KIWA 00007/045 B",null,null,null,"ü YES","Pellet",0.1]
["ü Eligible",null,"2016-12-16",null,"Biomass","Roomheater/Stove with intergrated boiler","Belvedere 22","BV22-V","Klover SRL","KIWA 00007/043 B",null,null,null,"ü YES","Pellet",0.1]
["û Ineligible",null,"2015-02-27",null,"Biomass","Roomheater/Stove with intergrated boiler","Bi-Fire","BF-AR","Klover SRL","KIWA 00007/022 B",null,"Biomass stoves must be capable of burning pellets only."]
["û Ineligible",null,"2015-02-27",null,"Biomass","Roomheater/Stove with intergrated boiler","Bi-Fire","BF-R","Klover SRL","KIWA 00007/021 B",null,"Biomass stoves must be capable of burning pellets only.",null,null,null,null,null,null,null,null,null,null,null,null,null,null,null,null,null,null,null,null,null,null,null,null,"SZU","Y"]
["û Ineligible",null,"2015-02-27",null,"Biomass","Roomheater/Stove with intergrated boiler","Bi-Fire Mid","BFM-AR","Klover SRL","KIWA 00007/024 B",null,"Biomass stoves must be capable of burning pellets only."]
["û Ineligible",null,"2015-02-27",null,"Biomass","Roomheater/Stove with intergrated boiler","Bi-Fire Mid","BFM-R","Klover SRL","KIWA 00007/023 B",null,"Biomass stoves must be capable of burning pellets only."]
["ü Eligible",null,"2015-06-05",null,"Biomass","Roomheater/Stove with intergrated boiler","Clara","Clara Hydro","Bronpi Calefacción S.L.","HTSMCS1504/02","HETAS","No Valid Air Quality Emissions Certificate",null,"? To be determined"]
["ü Eligible",null,"2015-06-05",null,"Biomass","Roomheater/Stove with intergrated boiler","Cleo","Cleo Hydro","Bronpi Calefacción S.L.","HTSMCS1504/03","HETAS","No Valid Air Quality Emissions Certificate",null,"? To be determined"]
["ü Eligible",null,"2017-02-07",null,"Biomass","Roomheater/Stove with intergrated boiler","Cola Termoblitz Plus","Cola Termoblitz Plus","Cola SRL, distributed by Ferroli UK Ltd.","HTSMCS1616/02","HETAS","No Valid Air Quality Emissions Certificate","ü YES","? To be determined"]
["ü Eligible",null,"2017-02-07",null,"Biomass","Roomheater/Stove with intergrated boiler","Cola Termocharme Plus","Cola Termocharme Plus","Cola SRL, distributed by Ferroli UK Ltd.","HTSMCS1616/03","HETAS","No Valid Air Quality Emissions Certificate","ü YES","? To be determined",null,null,null,null,null,null,null,null,null,null,null,null,null,null,null,null,null,null,"Yes",null,null,null,"BBA"]
["ü Eligible",null,"2017-02-07",null,"Biomass","Roomheater/Stove with intergrated boiler","Cola Termoperla Plus","Cola Termoperla Plus","Cola SRL, distributed by Ferroli UK Ltd.","HTSMCS1616/01","HETAS","No Valid Air Quality Emissions Certificate","ü YES","? To be determined"]
["ü Eligible",null,"2015-02-27",null,"Biomass","Roomheater/Stove with intergrated boiler","Diva","DV-A","Klover SRL","KIWA 00007/004 B",null,null,null,"ü YES","PELLET",0.1]
["ü Eligible",null,"2015-02-27",null,"Biomass","Roomheater/Stove with intergrated boiler","Diva","DV-M","Klover SRL","KIWA 00007/003 B",null,null,null,"ü YES","PELLET",0.1]
["ü Eligible",null,"2015-02-27",null,"Biomass","Roomheater/Stove with intergrated boiler","Diva Mid","DVM-A","Klover SRL","KIWA 00007/009 B",null,null,null,"ü YES","PELLET",0.1]
["ü Eligible",null,"2015-02-27",null,"Biomass","Roomheater/Stove with intergrated boiler","Diva Mid","DVM-AP","Klover SRL","KIWA 00007/011 B",null,null,null,"ü YES","PELLET",0.1]
["ü Eligible",null,"2015-02-27",null,"Biomass","Roomheater/Stove with intergrated boiler","Diva Mid","DVM-APV","Klover SRL","KIWA 00007/012 B",null,null,null,"ü YES","PELLET",0.1]
["ü Eligible",null,"2015-02-27",null,"Biomass","Roomheater/Stove with intergrated boiler","Diva Mid","DVM-AV","Klover SRL","KIWA 00007/010 B",null,null,null,"ü YES","PELLET",0.1]
["ü Eligible",null,"2015-02-27",null,"Biomass","Roomheater/Stove with intergrated boiler","Diva Mid","DVM-M","Klover SRL","KIWA 00007/005 B",null,null,null,"ü YES","PELLET",0.1]
["ü Eligible",null,"2015-02-27",null,"Biomass","Roomheater/Stove with intergrated boiler","Diva Mid","DVM-MP","Klover SRL","KIWA 00007/007 B",null,null,null,"ü YES","PELLET",0.1]
["ü Eligible",null,"2015-02-27",null,"Biomass","Roomheater/Stove with intergrated boiler","Diva Mid","DVM-MPV","Klover SRL","KIWA 00007/008 B",null,null,null,"ü YES","PELLET",0.1]
["ü Eligible",null,"2015-02-27",null,"Biomass","Roomheater/Stove with intergrated boiler","Diva Mid","DVM-MV","Klover SRL","KIWA 00007/006 B",null,null,null,"ü YES","PELLET",0.1]
["ü Eligible",null,"2015-02-27",null,"Biomass","Roomheater/Stove with intergrated boiler","Diva Plus","DVP-A","Klover SRL","KIWA 00007/017 B",null,null,null,"ü YES","Wood Pellet class A1-A2 according to EN 14961-2",0.1]
["ü Eligible",null,"2015-02-27",null,"Biomass","Roomheater/Stove with intergrated boiler","Diva Plus","DVP-AP","Klover SRL","KIWA 00007/019 B",null,null,null,"ü YES","Wood Pellet class A1-A2 according to EN 14961-2",0.1]
["ü Eligible",null,"2015-02-27",null,"Biomass","Roomheater/Stove with intergrated boiler","Diva Plus","DVP-APV","Klover SRL","KIWA 00007/020 B",null,null,null,"ü YES","Wood Pellet class A1-A2 according to EN 14961-2",0.1]
["ü Eligible",null,"2015-02-27",null,"Biomass","Roomheater/Stove with intergrated boiler","Diva Plus","DVP-AV","Klover SRL","KIWA 00007/018 B",null,null,null,"ü YES","Wood Pellet class A1-A2 according to EN 14961-2",0.1]
["ü Eligible",null,"2015-02-27",null,"Biomass","Roomheater/Stove with intergrated boiler","Diva Plus","DVP-M","Klover SRL","KIWA 00007/013 B",null,null,null,"ü YES","Wood Pellet class A1-A2 according to EN 14961-2",0.1]
["ü Eligible",null,"2015-02-27",null,"Biomass","Roomheater/Stove with intergrated boiler","Diva Plus","DVP-MP","Klover SRL","KIWA 00007/015 B",null,null,null,"ü YES","Wood Pellet class A1-A2 according to EN 14961-2",0.1]
["ü Eligible",null,"2015-02-27",null,"Biomass","Roomheater/Stove with intergrated boiler","Diva Plus","DVP-MPV","Klover SRL","KIWA 00007/016 B",null,null,null,"ü YES","Wood Pellet class A1-A2 according to EN 14961-2",0.1]
["ü Eligible",null,"2015-02-27",null,"Biomass","Roomheater/Stove with intergrated boiler","Diva Plus","DVP-MV","Klover SRL","KIWA 00007/014 B",null,null,null,"ü YES","Wood Pellet class A1-A2 according to EN 14961-2",0.1]
["ü Eligible",null,"2017-09-20",null,"Biomass","Roomheater/Stove with intergrated boiler","MCZ  - Musa Hydromatic","Musa Hydromatic 24","MCZ Group S.p.A.","HTSMCS1704/06"]
["ü Eligible",null,"2017-09-20",null,"Biomass","Roomheater/Stove with intergrated boiler","MCZ - Clio Hydro","Clio Hydro 16","MCZ Group S.p.A.","HTSMCS1704/09"]
["ü Eligible",null,"2017-09-20",null,"Biomass","Roomheater/Stove with intergrated boiler","MCZ - Clio Hydro","Clio Hydro 23","MCZ Group S.p.A.","HTSMCS1704/10"]
["ü Eligible",null,"2017-09-20",null,"Biomass","Roomheater/Stove with intergrated boiler","MCZ - Club Hydromatic","Club Hydromatic 16","MCZ Group S.p.A.","HTSMCS1704/05"]
["ü Eligible",null,"2017-09-20",null,"Biomass","Roomheater/Stove with intergrated boiler","MCZ - Club Hydromatic","Club Hydromatic 24","MCZ Group S.p.A.","HTSMCS1704/08"]
["ü Eligible",null,"2017-09-20",null,"Biomass","Roomheater/Stove with intergrated boiler","MCZ - Ego Hydromatic","Ego Hydromatic 12","MCZ Group S.p.A.","HTSMCS1704/14"]
["ü Eligible",null,"2017-09-20",null,"Biomass","Roomheater/Stove with intergrated boiler","MCZ - Musa Hydromatic","Musa Hydromatic 16","MCZ Group S.p.A.","HTSMCS1704/03"]
["ü Eligible",null,"2017-09-20",null,"Biomass","Roomheater/Stove with intergrated boiler","MCZ - Star Hydromatic","Star Hydromatic 12","MCZ Group S.p.A.","HTSMCS1704/15"]
["ü Eligible",null,"2017-09-20",null,"Biomass","Roomheater/Stove with intergrated boiler","MCZ - Suite Hydromatic","Suite Hydromatic 16","MCZ Group S.p.A.","HTSMCS1704/04"]
["ü Eligible",null,"2017-09-20",null,"Biomass","Roomheater/Stove with intergrated boiler","MCZ - Suite Hydromatic","Suite Hydromatic 24","MCZ Group S.p.A.","HTSMCS1704/07"]
["ü Eligible",null,"2016-03-31",null,"Biomass","Roomheater/Stove with intergrated boiler","MCZ Club","Club Hydro 15","MCZ Group S.p.A.","HTMCS1601/04","HETAS",null,null,"ü YES","wood pellet",0.12]
["ü Eligible",null,"2016-03-31",null,"Biomass","Roomheater/Stove with intergrated boiler","MCZ Club","Club Hydro 22","MCZ Group S.p.A.","HTMCS1601/07","HETAS",null,null,"ü YES","wood pellet",0.12]
["ü Eligible",null,"2016-03-31",null,"Biomass","Roomheater/Stove with intergrated boiler","MCZ Ego","Ego Hydro","MCZ Group S.p.A.","HTMCS1601/01","HETAS",null,null,"ü YES","wood pellet",0.12]
["ü Eligible",null,"2016-03-31",null,"Biomass","Roomheater/Stove with intergrated boiler","MCZ Musa","Musa Hydro 15","MCZ Group S.p.A.","HTMCS1601/05","HETAS",null,null,"ü YES","wood pellet",0.12]
["ü Eligible",null,"2016-03-31",null,"Biomass","Roomheater/Stove with intergrated boiler","MCZ Musa","Musa Hydro 22","MCZ Group S.p.A.","HTMCS1601/08","HETAS",null,null,"ü YES","wood pellet",0.12]
["ü Eligible",null,"2016-03-31",null,"Biomass","Roomheater/Stove with intergrated boiler","MCZ Star","Star Hydro","MCZ Group S.p.A.","HTMCS1601/02","HETAS",null,null,"ü YES","wood pellet",0.12]
["ü Eligible",null,"2016-03-31",null,"Biomass","Roomheater/Stove with intergrated boiler","MCZ Suite","Suite Hydro 15","MCZ Group S.p.A.","HTMCS1601/03","HETAS",null,null,"ü YES","wood pellet",0.12]
["ü Eligible",null,"2016-03-31",null,"Biomass","Roomheater/Stove with intergrated boiler","MCZ Suite","Suite Hydro 22","MCZ Group S.p.A.","HTMCS1601/06","HETAS",null,null,"ü YES","wood pellet",0.12]
["ü Eligible",null,"2016-03-31",null,"Biomass","Roomheater/Stove with intergrated boiler","MCZ Vivo 85 Pellet","Vivo 85 Pellet Hydro","MCZ Group S.p.A.","HTMCS1601/13","HETAS",null,null,"ü YES","wood pellet",0.12]
["ü Eligible",null,"2015-02-27",null,"Biomass","Roomheater/Stove with intergrated boiler","Pellet Fireplace","PFP 18","Klover SRL","KIWA 00007/033 B",null,null,null,"ü YES","PELLET",0.1]
["ü Eligible",null,"2015-02-27",null,"Biomass","Roomheater/Stove with intergrated boiler","Pellet Fireplace","PFP 18-B","Klover SRL","KIWA 00007/034 B",null,null,null,"ü YES","PELLET",0.1]
["ü Eligible",null,"2015-02-27",null,"Biomass","Roomheater/Stove with intergrated boiler","Pellet Fireplace 22","PFP 22","Klover SRL","KIWA 00007/037 B",null,null,null,"ü YES","PELLET",0.1]
["ü Eligible",null,"2015-02-27",null,"Biomass","Roomheater/Stove with intergrated boiler","Pellet Fireplace 22B","PFP 22-B","Klover SRL","KIWA 00007/038 B",null,null,null,"ü YES","PELLET",0.1]
["ü Eligible",null,"2018-02-22",null,"Biomass","Roomheater/Stove with intergrated boiler","Ravelli HRV100 Globe","Ravelli HRV100 Globe","Aico Spa t/a Ravelli","HTSMCS1709/02",null,null,"ü YES"]
["ü Eligible",null,"2018-02-22",null,"Biomass","Roomheater/Stove with intergrated boiler","Ravelli HRV100 Touch","Ravelli HRV100 Touch","Aico Spa t/a Ravelli","HTSMCS1709/01",null,null,"ü YES"]
["ü Eligible",null,"2018-02-22",null,"Biomass","Roomheater/Stove with intergrated boiler","Ravelli HRV120 Globe","Ravelli HRV120 Globe","Aico Spa t/a Ravelli","HTSMCS1709/04",null,null,"ü YES"]
["ü Eligible",null,"2018-02-22",null,"Biomass","Roomheater/Stove with intergrated boiler","Ravelli HRV120 Touch","Ravelli HRV120 Touch","Aico Spa t/a Ravelli","HTSMCS1709/03",null,null,"ü YES"]
["ü Eligible",null,"2018-02-22",null,"Biomass","Roomheater/Stove with intergrated boiler","Ravelli HRV140 Globe","Ravelli HRV140 Globe","Aico Spa t/a Ravelli","HTSMCS1709/06",null,null,"ü YES"]
["ü Eligible",null,"2018-02-22",null,"Biomass","Roomheater/Stove with intergrated boiler","Ravelli HRV140 Touch","Ravelli HRV140 Touch","Aico Spa t/a Ravelli","HTSMCS1709/05",null,null,"ü YES"]
["ü Eligible",null,"2018-02-22",null,"Biomass","Roomheater/Stove with intergrated boiler","Ravelli HRV160 Touch","Ravelli HRV160 Touch","Aico Spa t/a Ravelli","HTSMCS1709/07",null,null,"ü YES"]
["ü Eligible",null,"2018-02-22",null,"Biomass","Roomheater/Stove with intergrated boiler","Ravelli HRV160 Touch Steel","Ravelli HRV160 Touch Steel","Aico Spa t/a Ravelli","HTSMCS1709/08",null,null,"ü YES"]
["ü Eligible",null,"2018-02-22",null,"Biomass","Roomheater/Stove with intergrated boiler","Ravelli HRV200 Touch","Ravelli HRV200 Touch","Aico Spa t/a Ravelli","HTSMCS1709/09",null,null,"ü YES"]
["ü Eligible",null,"2017-09-20",null,"Biomass","Roomheater/Stove with intergrated boiler","RED - Loto Hydro","Loto Hydro 16","MCZ Group S.p.A.","HTSMCS1704/11"]
["ü Eligible",null,"2017-09-20",null,"Biomass","Roomheater/Stove with intergrated boiler","RED - Loto Hydro","Loto Hydro 23","MCZ Group S.p.A.","HTSMCS1704/12"]
["ü Eligible",null,"2017-09-20",null,"Biomass","Roomheater/Stove with intergrated boiler","RED - Malva Hydro","Malva Hydro 12","MCZ Group S.p.A.","HTSMCS1704/13"]
["ü Eligible",null,"2016-03-31",null,"Biomass","Roomheater/Stove with intergrated boiler","RED Gardenia","Gardenia Hydro","MCZ Group S.p.A.","HTMCS1601/10","HETAS",null,null,"ü YES","wood pellet",0.12]
["ü Eligible",null,"2016-03-31",null,"Biomass","Roomheater/Stove with intergrated boiler","RED Margherita","Margherita Hydro","MCZ Group S.p.A.","HTMCS1601/09","HETAS",null,null,"ü YES","wood pellet",0.12]
["ü Eligible",null,"2016-03-31",null,"Biomass","Roomheater/Stove with intergrated boiler","RED Orchidea","Orchidea Hydro","MCZ Group S.p.A.","HTMCS1601/12","HETAS",null,null,"ü YES","wood pellet",0.12]
["ü Eligible",null,"2016-03-31",null,"Biomass","Roomheater/Stove with intergrated boiler","RED Primula","Primula Hydro","MCZ Group S.p.A.","HTMCS1601/11","HETAS",null,null,"ü YES","wood pellet",0.12]
["ü Eligible",null,"2015-02-27",null,"Biomass","Roomheater/Stove with intergrated boiler","Smart 120","SM 120","Klover SRL","KIWA 00007/029 B",null,null,null,"ü YES","PELLET",0.1]
["ü Eligible",null,"2015-02-27",null,"Biomass","Roomheater/Stove with intergrated boiler","Smart 120","SM 120-B","Klover SRL","KIWA 00007/030 B",null,null,null,"ü YES","PELLET",0.1]
["ü Eligible",null,"2015-02-27",null,"Biomass","Roomheater/Stove with intergrated boiler","Smart 120","SM 120-BP","Klover SRL","KIWA 00007/032 B",null,null,null,"ü YES","PELLET",0.1]
["ü Eligible",null,"2015-02-27",null,"Biomass","Roomheater/Stove with intergrated boiler","Smart 120","SM 120-P","Klover SRL","KIWA 00007/031 B",null,null,null,"ü YES","PELLET",0.1]
["ü Eligible",null,"2015-02-27",null,"Biomass","Roomheater/Stove with intergrated boiler","Smart 80","SM 80","Klover SRL","KIWA 00007/025 B",null,null,null,"ü YES","PELLET",0.1]
["ü Eligible",null,"2015-02-27",null,"Biomass","Roomheater/Stove with intergrated boiler","Smart 80","SM 80-B","Klover SRL","KIWA 00007/026 B",null,null,null,"ü YES","PELLET",0.1]
["ü Eligible",null,"2015-02-27",null,"Biomass","Roomheater/Stove with intergrated boiler","Smart 80","SM 80-BP","Klover SRL","KIWA 00007/028 B",null,null,null,"ü YES","PELLET",0.1]
["ü Eligible",null,"2015-02-27",null,"Biomass","Roomheater/Stove with intergrated boiler","Smart 80","SM 80-P","Klover SRL","KIWA 00007/027 B",null,null,null,"ü YES","PELLET",0.1]
["ü Eligible",null,"2015-02-27",null,"Biomass","Roomheater/Stove with intergrated boiler","Star 14","ST 14","Klover SRL","KIWA 00007/001 B",null,null,null,"ü YES","PELLET",0.1]
["ü Eligible",null,"2015-02-27",null,"Biomass","Roomheater/Stove with intergrated boiler","Star 18","ST 18","Klover SRL","KIWA 00007/039 B",null,null,null,"ü YES","PELLET",0.1]
["ü Eligible",null,"2015-02-27",null,"Biomass","Roomheater/Stove with intergrated boiler","Star-S 14","ST-S 14","Klover SRL","KIWA 00007/002 B",null,null,null,"ü YES","PELLET",0.1]
["ü Eligible",null,"2017-04-28",null,"Biomass","Roomheater/Stove with intergrated boiler","VARAN 1.14","VARAN 1.14","Strebel Ltd.","SZU 0009-01",4.3892472141329675]
["ü Eligible",null,"2017-04-28",null,"Biomass","Roomheater/Stove with intergrated boiler","VARAN 1.20","VARAN 1.20","Strebel Ltd.","SZU 0009-02",4.6393145761945895]
["û Ineligible",null,"2015-03-06","2017-07-26","Biomass","Stand Alone Roomheater/Stove","ARTE 10 KW AIR STOVE","ARTE 10 KW AIR STOVE","Jolly Mec Caminetti SPA","KIWA 00005/006  B","Kiwa","Ineligible technology type: biomass heaters / stoves must have an integral boiler"]
["û Ineligible",null,"2015-03-06","2017-07-26","Biomass","Stand Alone Roomheater/Stove","ARTE 15 KW AIR STOVE","ARTE 15 KW AIR STOVE","Jolly Mec Caminetti SPA","KIWA 00005/007  B","Kiwa","Ineligible technology type: biomass heaters / stoves must have an integral boiler"]
["û Ineligible",null,"2015-03-06","2017-07-26","Biomass","Stand Alone Roomheater/Stove","CLASSE 10 KW AIR STOVE","CLASSE 10 KW AIR STOVE","Jolly Mec Caminetti SPA","KIWA 00005/010  B","Kiwa","Ineligible technology type: biomass heaters / stoves must have an integral boiler"]
["û Ineligible",null,"2015-03-06","2017-07-26","Biomass","Stand Alone Roomheater/Stove","CLASSE 15 KW AIR STOVE","CLASSE 15 KW AIR STOVE","Jolly Mec Caminetti SPA","KIWA 00005/011  B","Kiwa","Ineligible technology type: biomass heaters / stoves must have an integral boiler"]
["û Ineligible",null,"2015-03-06","2017-07-26","Biomass","Stand Alone Roomheater/Stove","EKO 6 KW AIR STOVE","EKO 6 KW AIR STOVE","Jolly Mec Caminetti SPA","KIWA 00005/001  B","Kiwa","Ineligible technology type: biomass heaters / stoves must have an integral boiler"]
["û Ineligible",null,"2015-03-06","2017-07-26","Biomass","Stand Alone Roomheater/Stove","EKO PLUS 6 KW AIR STOVE","EKO PLUS 6 KW AIR STOVE","Jolly Mec Caminetti SPA","KIWA 00005/002  B","Kiwa","Ineligible technology type: biomass heaters / stoves must have an integral boiler"]
["û Ineligible",null,"2015-03-06","2017-07-26","Biomass","Stand Alone Roomheater/Stove","FOGHET AIR FIREPLACE","FOGHET AIR FIREPLACE","Jolly Mec Caminetti SPA","KIWA 00005/012  B","Kiwa","Ineligible technology type: biomass heaters / stoves must have an integral boiler"]
["û Ineligible",null,"2015-03-06","2017-07-26","Biomass","Stand Alone Roomheater/Stove","I-DEA 11 KW AIR STOVE","I-DEA 11 KW AIR STOVE","Jolly Mec Caminetti SPA","KIWA 00005/005  B","Kiwa","Ineligible technology type: biomass heaters / stoves must have an integral boiler"]
["û Ineligible",null,"2015-03-06","2017-07-26","Biomass","Stand Alone Roomheater/Stove","I-DEA 9 KW AIR STOVE","I-DEA 9 KW AIR STOVE","Jolly Mec Caminetti SPA","KIWA 00005/004  B","Kiwa","Ineligible technology type: biomass heaters / stoves must have an integral boiler"]
["û Ineligible",null,"2015-03-06","2017-07-26","Biomass","Stand Alone Roomheater/Stove","JOLLYSTAR 68 10 KW  AIR BUILDING FIREPLACE","JOLLYSTAR 68 10 KW  AIR BUILDING FIREPLACE","Jolly Mec Caminetti SPA","KIWA 00005/013  B","Kiwa","Ineligible technology type: biomass heaters / stoves must have an integral boiler"]
["û Ineligible",null,"2015-03-06","2017-07-26","Biomass","Stand Alone Roomheater/Stove","JOLLYSTAR 80 14 KW  AIR BUILDING FIREPLACE","JOLLYSTAR 80 14 KW  AIR BUILDING FIREPLACE","Jolly Mec Caminetti SPA","KIWA 00005/014  B","Kiwa","Ineligible technology type: biomass heaters / stoves must have an integral boiler"]
["û Ineligible",null,"2015-03-06","2017-07-26","Biomass","Stand Alone Roomheater/Stove","JOLLYSYNTHESIS 68 10 KW AIR  BUILDING FIREPLACE","JOLLYSYNTHESIS 68 10 KW AIR  BUILDING FIREPLACE","Jolly Mec Caminetti SPA","KIWA 00005/015  B","Kiwa","Ineligible technology type: biomass heaters / stoves must have an integral boiler"]
["û Ineligible",null,"2015-03-06","2017-07-26","Biomass","Stand Alone Roomheater/Stove","JOLLYSYNTHESIS 80 14 KW  AIR BUILDING FIREPLACE","JOLLYSYNTHESIS 80 14 KW  AIR BUILDING FIREPLACE","Jolly Mec Caminetti SPA","KIWA 00005/016  B","Kiwa","Ineligible technology type: biomass heaters / stoves must have an integral boiler"]
["û Ineligible",null,"2011-10-06",null,"Biomass","Stand Alone Roomheater/Stove","Lincar","Lincar - Perla 514","Lincar S.p.a.","HTSMCS1107/01","HETAS","Ineligible technology type: biomass heaters / stoves must have an integral boiler"]
["û Ineligible",null,"2015-03-06","2017-07-26","Biomass","Stand Alone Roomheater/Stove","STILE 8 KW AIR STOVE","STILE 8 KW AIR STOVE","Jolly Mec Caminetti SPA","KIWA 00005/003  B","Kiwa","Ineligible technology type: biomass heaters / stoves must have an integral boiler"]
["û Ineligible",null,"2015-03-06","2017-07-26","Biomass","Stand Alone Roomheater/Stove","TECHNA 10 KW AIR STOVE","TECHNA 10 KW AIR STOVE","Jolly Mec Caminetti SPA","KIWA 00005/008  B","Kiwa","Ineligible technology type: biomass heaters / stoves must have an integral boiler"]
["û Ineligible",null,"2015-03-06","2017-07-26","Biomass","Stand Alone Roomheater/Stove","TECHNA 15 KW AIR STOVE","TECHNA 15 KW AIR STOVE","Jolly Mec Caminetti SPA","KIWA 00005/009  B","Kiwa","Ineligible technology type: biomass heaters / stoves must have an integral boiler"]
["Wood Pellet Boiler, 15kW ","www.ctc-uk.com","2009-12-23","2018-03-29","Biomass","Wood Fuelled Boiler","CTC EcoFlex Domestic Wood Pellet Boiler","Nu-way EcoFlex","Enertech AB CTC Division","Clearskies BWFB7119","Biomass","CTC EcoFlex","CTC Division, Enertech Limited","Sweden","sales@ctc-uk.com"]
["û Ineligible","ü YES","2016-03-24",null,"Exhaust Air Heat Pump","Air to Water (hot water only)","ESP Ecocent","ESP400-003-100L(D) (PASHW-003-100LD)","Earth Save Products Limited","KIWA00022/026 HP","KIWA","Ineligible technology type: exhaust air heat pumps are not an eligible technology type"]
["û Ineligible","ü YES","2016-03-24",null,"Exhaust Air Heat Pump","Air to Water (hot water only)","ESP Ecocent","ESP400-010-200L(D) (PASHW-010-200LD)","Earth Save Products Limited","KIWA00022/027 HP","KIWA","Ineligible technology type: exhaust air heat pumps are not an eligible technology type"]
["û Ineligible","ü YES","2016-03-24",null,"Exhaust Air Heat Pump","Air to Water (hot water only)","ESP Ecocent","ESP400-010-300L(D) (PASHW-010-300LD)","Earth Save Products Limited","KIWA00022/028 HP","KIWA","Ineligible technology type: exhaust air heat pumps are not an eligible technology type"]
["û Ineligible","ü YES","2016-03-24",null,"Exhaust Air Heat Pump","Air to Water (hot water only)","ESP Ecocent","ESP400-015-300L(D) (PASHW-015-300LD)","Earth Save Products Limited","KIWA00022/029 HP","KIWA","Ineligible technology type: exhaust air heat pumps are not an eligible technology type"]
["û Ineligible","û NO","2016-12-02",null,"Exhaust Air Heat Pump","Air to Water (space heating/hot water)","F730 (Single Phase)","F730 (Single Phase)","NIBE Energy Systems Limited","MCS HP0003/43",null,"Ineligible technology type: exhaust air heat pumps are not an eligible technology type"]
["û Ineligible","ü YES","2011-05-06",null,"Exhaust Air Heat Pump","Air to Water (space heating/hot water)","NIBE","F370P (Single Phase)","NIBE Energy Systems Limited","MCS HP0003/28",null,"Ineligible technology type: exhaust air heat pumps are not an eligible technology type"]
["û Ineligible","ü YES","2011-01-19",null,"Exhaust Air Heat Pump","Air to Water (space heating/hot water)","NIBE F470 (Single Phase)","NIBE F470 (Single Phase)","NIBE Energy Systems Limited","MCS HP0003/29",null,"Ineligible technology type: exhaust air heat pumps are not an eligible technology type"]
["û Ineligible","û NO","2017-01-13",null,"Exhaust Air Heat Pump","Air to Water (space heating/hot water)","NIBE F730 (Single Phase)","NIBE F730 (Single Phase)","NIBE Energy Systems Limited","MCS HP0003/43","BRE","Ineligible technology type: exhaust air heat pumps are not an eligible technology type"]
["ü Eligible","ü YES","2014-11-13",null,"Ground Source Heat Pump","Brine to Water Heat Pump","Thermia Diplomat Duo Optimum 10","Thermia Diplomat Duo Optimum 10","Thermia Heat Pumps","MCS HP0187/48","BRE",null,"ü YES"]
["ü Eligible","ü YES","2014-11-13",null,"Ground Source Heat Pump","Brine to Water Heat Pump","Thermia Diplomat Duo Optimum 10 SP","Thermia Diplomat Duo Optimum 10 SP","Thermia Heat Pumps","MCS HP0187/54","BRE",null,"ü YES"]
["ü Eligible","ü YES","2014-11-13",null,"Ground Source Heat Pump","Brine to Water Heat Pump","Thermia Diplomat Duo Optimum 12","Thermia Diplomat Duo Optimum 12","Thermia Heat Pumps","MCS HP0187/49","BRE",null,"ü YES"]
["ü Eligible","ü YES","2014-11-13",null,"Ground Source Heat Pump","Brine to Water Heat Pump","Thermia Diplomat Duo Optimum 12 SP","Thermia Diplomat Duo Optimum 12 SP","Thermia Heat Pumps","MCS HP0187/55","BRE",null,"ü YES"]
["ü Eligible","ü YES","2014-11-13",null,"Ground Source Heat Pump","Brine to Water Heat Pump","Thermia Diplomat Duo Optimum 16","Thermia Diplomat Duo Optimum 16","Thermia Heat Pumps","MCS HP0187/50","BRE",null,"ü YES"]
["ü Eligible","ü YES","2014-11-13",null,"Ground Source Heat Pump","Brine to Water Heat Pump","Thermia Diplomat Duo Optimum 4 SP","Thermia Diplomat Duo Optimum 4 SP","Thermia Heat Pumps","MCS HP0187/51","BRE",null,"ü YES"]
["ü Eligible","ü YES","2014-11-13",null,"Ground Source Heat Pump","Brine to Water Heat Pump","Thermia Diplomat Duo Optimum 6","Thermia Diplomat Duo Optimum 6","Thermia Heat Pumps","MCS HP0187/46","BRE",null,"ü YES"]
["ü Eligible","ü YES","2014-11-13",null,"Ground Source Heat Pump","Brine to Water Heat Pump","Thermia Diplomat Duo Optimum 6 SP","Thermia Diplomat Duo Optimum 6 SP","Thermia Heat Pumps","MCS HP0187/52","BRE",null,"ü YES"]
["ü Eligible","ü YES","2014-11-13",null,"Ground Source Heat Pump","Brine to Water Heat Pump","Thermia Diplomat Duo Optimum 8","Thermia Diplomat Duo Optimum 8","Thermia Heat Pumps","MCS HP0187/47","BRE",null,"ü YES"]
["ü Eligible","ü YES","2014-11-13",null,"Ground Source Heat Pump","Brine to Water Heat Pump","Thermia Diplomat Duo Optimum 8 SP","Thermia Diplomat Duo Optimum 8 SP","Thermia Heat Pumps","MCS HP0187/53","BRE",null,"ü YES"]
["ü Eligible","ü YES","2014-11-13",null,"Ground Source Heat Pump","Brine to Water Heat Pump","Thermia Diplomat Duo Optimum G2 10","Thermia Diplomat Duo Optimum G2 10","Thermia Heat Pumps","MCS HP0187/39","BRE",null,"ü YES"]
["ü Eligible","ü YES","2014-11-13",null,"Ground Source Heat Pump","Brine to Water Heat Pump","Thermia Diplomat Duo Optimum G2 10 SP","Thermia Diplomat Duo Optimum G2 10 SP","Thermia Heat Pumps","MCS HP0187/44","BRE",null,"ü YES"]
["ü Eligible","ü YES","2014-11-13",null,"Ground Source Heat Pump","Brine to Water Heat Pump","Thermia Diplomat Duo Optimum G2 12","Thermia Diplomat Duo Optimum G2 12","Thermia Heat Pumps","MCS HP0187/40","BRE",null,"ü YES"]
["ü Eligible","ü YES","2014-11-13",null,"Ground Source Heat Pump","Brine to Water Heat Pump","Thermia Diplomat Duo Optimum G2 12 SP ","Thermia Diplomat Duo Optimum G2 12 SP ","Thermia Heat Pumps","MCS HP0187/45","BRE",null,"ü YES"]
["ü Eligible","ü YES","2014-11-13",null,"Ground Source Heat Pump","Brine to Water Heat Pump","Thermia Diplomat Duo Optimum G2 16","Thermia Diplomat Duo Optimum G2 16","Thermia Heat Pumps","MCS HP0187/41","BRE",null,"ü YES"]
["ü Eligible","ü YES","2014-11-13",null,"Ground Source Heat Pump","Brine to Water Heat Pump","Thermia Diplomat Duo Optimum G2 6","Thermia Diplomat Duo Optimum G2 6","Thermia Heat Pumps","MCS HP0187/37","BRE",null,"ü YES"]
["ü Eligible","ü YES","2014-11-13",null,"Ground Source Heat Pump","Brine to Water Heat Pump","Thermia Diplomat Duo Optimum G2 6 SP ","Thermia Diplomat Duo Optimum G2 6 SP ","Thermia Heat Pumps","MCS HP0187/42","BRE",null,"ü YES"]
["ü Eligible","ü YES","2014-11-13",null,"Ground Source Heat Pump","Brine to Water Heat Pump","Thermia Diplomat Duo Optimum G2 8","Thermia Diplomat Duo Optimum G2 8","Thermia Heat Pumps","MCS HP0187/38","BRE",null,"ü YES"]
["ü Eligible","ü YES","2014-11-13",null,"Ground Source Heat Pump","Brine to Water Heat Pump","Thermia Diplomat Duo Optimum G2 8 SP","Thermia Diplomat Duo Optimum G2 8 SP","Thermia Heat Pumps","MCS HP0187/43","BRE",null,"ü YES"]
["ü Eligible","ü YES","2014-11-13",null,"Ground Source Heat Pump","Brine to Water Heat Pump","Thermia Diplomat Duo Optimum G3 17","Thermia Diplomat Duo Optimum G3 17","Thermia Heat Pumps","MCS HP0187/93","BRE",null,"ü YES"]
["ü Eligible","ü YES","2014-11-13",null,"Ground Source Heat Pump","Brine to Water Heat Pump","Thermia Diplomat Optimum 10","Thermia Diplomat Optimum 10","Thermia Heat Pumps","MCS HP0187/58","BRE",null,"ü YES"]
["ü Eligible","ü YES","2014-11-13",null,"Ground Source Heat Pump","Brine to Water Heat Pump","Thermia Diplomat Optimum 10 SP","Thermia Diplomat Optimum 10 SP","Thermia Heat Pumps","MCS HP0187/64","BRE",null,"ü YES"]
["ü Eligible","ü YES","2014-11-13",null,"Ground Source Heat Pump","Brine to Water Heat Pump","Thermia Diplomat Optimum 12","Thermia Diplomat Optimum 12","Thermia Heat Pumps","MCS HP0187/59","BRE",null,"ü YES"]
["ü Eligible","ü YES","2014-11-13",null,"Ground Source Heat Pump","Brine to Water Heat Pump","Thermia Diplomat Optimum 12 SP","Thermia Diplomat Optimum 12 SP","Thermia Heat Pumps","MCS HP0187/65","BRE",null,"ü YES"]
["ü Eligible","ü YES","2014-11-13",null,"Ground Source Heat Pump","Brine to Water Heat Pump","Thermia Diplomat Optimum 16","Thermia Diplomat Optimum 16","Thermia Heat Pumps","MCS HP0187/60","BRE",null,"ü YES",null,null,null,null,null,null,null,null,null,null,null,null,null,null,null,null,null,null,null,"Yes",null,null,null,"BBA","NO"]
["ü Eligible","ü YES","2014-11-13",null,"Ground Source Heat Pump","Brine to Water Heat Pump","Thermia Diplomat Optimum 4 SP","Thermia Diplomat Optimum 4 SP","Thermia Heat Pumps","MCS HP0187/61","BRE",null,"ü YES"]
["ü Eligible","ü YES","2014-11-13",null,"Ground Source Heat Pump","Brine to Water Heat Pump","Thermia Diplomat Optimum 6","Thermia Diplomat Optimum 6","Thermia Heat Pumps","MCS HP0187/56","BRE",null,"ü YES"]
["ü Eligible","ü YES","2014-11-13",null,"Ground Source Heat Pump","Brine to Water Heat Pump","Thermia Diplomat Optimum 6 SP","Thermia Diplomat Optimum 6 SP","Thermia Heat Pumps","MCS HP0187/62","BRE",null,"ü YES"]
["ü Eligible","ü YES","2014-11-13",null,"Ground Source Heat Pump","Brine to Water Heat Pump","Thermia Diplomat Optimum 8","Thermia Diplomat Optimum 8","Thermia Heat Pumps","MCS HP0187/57","BRE",null,"ü YES"]
["ü Eligible","ü YES","2014-11-13",null,"Ground Source Heat Pump","Brine to Water Heat Pump","Thermia Diplomat Optimum 8 SP","Thermia Diplomat Optimum 8 SP","Thermia Heat Pumps","MCS HP0187/63","BRE",null,"ü YES"]
["ü Eligible","ü YES","2014-11-13",null,"Ground Source Heat Pump","Brine to Water Heat Pump","Thermia Diplomat Optimum G2 10","Thermia Diplomat Optimum G2 10","Thermia Heat Pumps","MCS HP0187/30","BRE",null,"ü YES"]
["ü Eligible","ü YES","2014-11-13",null,"Ground Source Heat Pump","Brine to Water Heat Pump","Thermia Diplomat Optimum G2 10 SP","Thermia Diplomat Optimum G2 10 SP","Thermia Heat Pumps","MCS HP0187/35","BRE",null,"ü YES"]
["ü Eligible","ü YES","2014-11-13",null,"Ground Source Heat Pump","Brine to Water Heat Pump","Thermia Diplomat Optimum G2 12","Thermia Diplomat Optimum G2 12","Thermia Heat Pumps","MCS HP0187/31","BRE",null,"ü YES"]
["ü Eligible","ü YES","2014-11-13",null,"Ground Source Heat Pump","Brine to Water Heat Pump","Thermia Diplomat Optimum G2 12 SP","Thermia Diplomat Optimum G2 12 SP","Thermia Heat Pumps","MCS HP0187/36","BRE",null,"ü YES"]
["ü Eligible","ü YES","2014-11-13",null,"Ground Source Heat Pump","Brine to Water Heat Pump","Thermia Diplomat Optimum G2 16","Thermia Diplomat Optimum G2 16","Thermia Heat Pumps","MCS HP0187/32","BRE",null,"ü YES"]
["ü Eligible","ü YES","2014-11-13",null,"Ground Source Heat Pump","Brine to Water Heat Pump","Thermia Diplomat Optimum G2 6 ","Thermia Diplomat Optimum G2 6 ","Thermia Heat Pumps","MCS HP0187/28","BRE",null,"ü YES"]
["ü Eligible","ü YES","2014-11-13",null,"Ground Source Heat Pump","Brine to Water Heat Pump","Thermia Diplomat Optimum G2 6 SP","Thermia Diplomat Optimum G2 6 SP","Thermia Heat Pumps","MCS HP0187/33","BRE",null,"ü YES"]
["ü Eligible","ü YES","2014-11-13",null,"Ground Source Heat Pump","Brine to Water Heat Pump","Thermia Diplomat Optimum G2 8 ","Thermia Diplomat Optimum G2 8 ","Thermia Heat Pumps","MCS HP0187/29","BRE",null,"ü YES"]
["ü Eligible","ü YES","2014-11-13",null,"Ground Source Heat Pump","Brine to Water Heat Pump","Thermia Diplomat Optimum G2 8 SP","Thermia Diplomat Optimum G2 8 SP","Thermia Heat Pumps","MCS HP0187/34","BRE",null,"ü YES"]
["ü Eligible","ü YES","2014-11-13",null,"Ground Source Heat Pump","Brine to Water Heat Pump","Thermia Robust Eco 26","Thermia Robust Eco 26","Thermia Heat Pumps","MCS HP0187/21","BRE",null,"ü YES"]
["ü Eligible","ü YES","2014-11-13",null,"Ground Source Heat Pump","Brine to Water Heat Pump","Thermia Robust Eco 33","Thermia Robust Eco 33","Thermia Heat Pumps","MCS HP0187/22","BRE",null,"ü YES"]
["ü Eligible","ü YES","2014-11-13",null,"Ground Source Heat Pump","Brine to Water Heat Pump","Thermia Robust Eco 42","Thermia Robust Eco 42","Thermia Heat Pumps","MCS HP0187/23","BRE",null,"ü YES"]
["ü Eligible","ü YES","2014-11-13",null,"Ground Source Heat Pump","Brine to Water Heat Pump","Thermia Solid Eco 22","Thermia Solid Eco 22","Thermia Heat Pumps","MCS HP0187/24","BRE",null,"ü YES"]
["ü Eligible","ü YES","2014-11-13",null,"Ground Source Heat Pump","Brine to Water Heat Pump","Thermia Solid Eco 26","Thermia Solid Eco 26","Thermia Heat Pumps","MCS HP0187/25","BRE",null,"ü YES"]
["ü Eligible","ü YES","2014-11-13",null,"Ground Source Heat Pump","Brine to Water Heat Pump","Thermia Solid Eco 33","Thermia Solid Eco 33","Thermia Heat Pumps","MCS HP0187/26","BRE",null,"ü YES"]
["ü Eligible","ü YES","2014-11-13",null,"Ground Source Heat Pump","Brine to Water Heat Pump","Thermia Solid Eco 42","Thermia Solid Eco 42","Thermia Heat Pumps","MCS HP0187/27","BRE",null,"ü YES"]
["ü Eligible","ü YES","2010-08-20",null,"Ground Source Heat Pump","Ground to Water","AquaMaster single phase Heat Pumps ","AQ22I","Thermal Earth Ltd","BBA 0034/33","BBA",null,"ü YES"]
["ü Eligible","ü YES","2010-08-20",null,"Ground Source Heat Pump","Ground to Water","AquaMaster single phase Heat Pumps ","AQ22Z1","Thermal Earth Ltd","BBA 0034/32","BBA",null,"ü YES"]
["ü Eligible","ü YES","2010-08-20",null,"Ground Source Heat Pump","Ground to Water","AquaMaster single phase Heat Pumps ","AQ30I","Thermal Earth Ltd","BBA 0034/36","BBA",null,"ü YES"]
["ü Eligible","ü YES","2010-08-20",null,"Ground Source Heat Pump","Ground to Water","AquaMaster three phase Heat Pumps ","AQ120.2Z","Thermal Earth Ltd","BBA 0034/24","BBA",null,"ü YES"]
["ü Eligible","ü YES","2010-08-20",null,"Ground Source Heat Pump","Ground to Water","AquaMaster three phase Heat Pumps ","AQ150.2Z","Thermal Earth Ltd","BBA 0034/25","BBA",null,"ü YES"]
["ü Eligible","ü YES","2010-08-20",null,"Ground Source Heat Pump","Ground to Water","AquaMaster three phase Heat Pumps ","AQ180.2Z","Thermal Earth Ltd","BBA 0034/26","BBA",null,"ü YES"]
["ü Eligible","ü YES","2010-08-20",null,"Ground Source Heat Pump","Ground to Water","AquaMaster three phase Heat Pumps ","AQ45I","Thermal Earth Ltd","BBA 0034/19","BBA",null,"ü YES"]
["ü Eligible","ü YES","2010-08-20",null,"Ground Source Heat Pump","Ground to Water","AquaMaster three phase Heat Pumps ","AQ90Z","Thermal Earth Ltd","BBA 0034/23","BBA",null,"ü YES"]
["ü Eligible","ü YES","2014-12-19",null,"Ground Source Heat Pump","Ground to Water","CTC EcoPart 425 (1 phase)","CTC EcoPart 425 (1 phase)","CTC Division, Enertech Limited","MCS HP0023/49","BRE",null,"ü YES"]
["ü Eligible","ü YES","2014-12-19",null,"Ground Source Heat Pump","Ground to Water","CTC EcoPart 425 (3 phase)","CTC EcoPart 425 (3 phase)","CTC Division, Enertech Limited","MCS HP0023/43","BRE",null,"ü YES"]
["ü Eligible","ü YES","2014-12-19",null,"Ground Source Heat Pump","Ground to Water","CTC EcoPart 430 (1 phase)","CTC EcoPart 430 (1 phase)","CTC Division, Enertech Limited","MCS HP0023/51","BRE",null,"ü YES"]
["ü Eligible","ü YES","2014-12-19",null,"Ground Source Heat Pump","Ground to Water","CTC EcoPart 430 (3 phase)","CTC EcoPart 430 (3 phase)","CTC Division, Enertech Limited","MCS HP0023/45","BRE",null,"ü YES"]
["ü Eligible","ü YES","2014-12-19",null,"Ground Source Heat Pump","Ground to Water","CTC EcoPart 435 (3 phase)","CTC EcoPart 435 (3 phase)","CTC Division, Enertech Limited","MCS HP0023/47","BRE",null,"ü YES"]
["ü Eligible","ü YES","2014-12-19",null,"Ground Source Heat Pump","Ground to Water","CTC EcoPart i425 (1 phase)","CTC EcoPart i425 (1 phase)","CTC Division, Enertech Limited","MCS HP0023/50","BRE",null,"ü YES"]
["ü Eligible","ü YES","2014-12-19",null,"Ground Source Heat Pump","Ground to Water","CTC EcoPart i425 (3 phase)","CTC EcoPart i425 (3 phase)","CTC Division, Enertech Limited","MCS HP0023/44","BRE",null,"ü YES"]
["ü Eligible","ü YES","2014-12-19",null,"Ground Source Heat Pump","Ground to Water","CTC EcoPart i430 (1 phase)","CTC EcoPart i430 (1 phase)","CTC Division, Enertech Limited","MCS HP0023/52","BRE",null,"ü YES"]
["ü Eligible","ü YES","2014-12-19",null,"Ground Source Heat Pump","Ground to Water","CTC EcoPart i430 (3 phase)","CTC EcoPart i430 (3 phase)","CTC Division, Enertech Limited","MCS HP0023/46","BRE",null,"ü YES"]
["ü Eligible","ü YES","2014-12-19",null,"Ground Source Heat Pump","Ground to Water","CTC EcoPart i435 (3 phase)","CTC EcoPart i435 (3 phase)","CTC Division, Enertech Limited","MCS HP0023/48","BRE",null,"ü YES"]
["ü Eligible","ü YES","2014-02-17",null,"Ground Source Heat Pump","Ground to water","ecoGEO B1 3-12 ","ecoGEO B1 3-12 ","Ecoforest Geotermia, S.L.","KM 610194/01","BSI",null,"ü YES"]
["ü Eligible","ü YES","2014-02-17",null,"Ground Source Heat Pump","Ground to water","ecoGEO B1 5-22 ","ecoGEO B1 5-22 ","Ecoforest Geotermia, S.L.","KM 610194/02","BSI",null,"ü YES"]
["ü Eligible","ü YES","2014-02-17",null,"Ground Source Heat Pump","Ground to water","ecoGEO B1 T 5-22","ecoGEO B1 T 5-22","Ecoforest Geotermia, S.L.","KM 610194/07","BSI",null,"ü YES"]
["ü Eligible","ü YES","2014-02-17",null,"Ground Source Heat Pump","Ground to water","ecoGEO B2 3-12 ","ecoGEO B2 3-12 ","Ecoforest Geotermia, S.L.","KM 610194/03","BSI",null,"ü YES"]
["ü Eligible","ü YES","2014-02-17",null,"Ground Source Heat Pump","Ground to water","ecoGEO B2 5-22 ","ecoGEO B2 5-22 ","Ecoforest Geotermia, S.L.","KM 610194/04","BSI",null,"ü YES"]
["ü Eligible","ü YES","2014-02-17",null,"Ground Source Heat Pump","Ground to water","ecoGEO B2 T 5-22","ecoGEO B2 T 5-22 ","Ecoforest Geotermia, S.L.","KM 610194/08","BSI",null,"ü YES"]
["ü Eligible","ü YES","2014-02-17",null,"Ground Source Heat Pump","Ground to water","ecoGEO B3 3-12 ","ecoGEO B3 3-12 ","Ecoforest Geotermia, S.L.","KM 610194/05","BSI",null,"ü YES"]
["ü Eligible","ü YES","2014-02-17",null,"Ground Source Heat Pump","Ground to water","ecoGEO B3 5-22 ","ecoGEO B3 5-22 ","Ecoforest Geotermia, S.L.","KM 610194/06","BSI",null,"ü YES"]
["ü Eligible","ü YES","2014-02-17",null,"Ground Source Heat Pump","Ground to water","ecoGEO B3 T 5-22","ecoGEO B3 T 5-22","Ecoforest Geotermia, S.L.","KM 610194/09","BSI",null,"ü YES"]
["ü Eligible","ü YES","2014-02-17",null,"Ground Source Heat Pump","Ground to water","ecoGEO C1 3-12","ecoGEO C1 3-12","Ecoforest Geotermia, S.L.","KM 610194/10","BSI",null,"ü YES"]
["ü Eligible","ü YES","2014-02-17",null,"Ground Source Heat Pump","Ground to water","ecoGEO C1 5-22","ecoGEO C1 5-22","Ecoforest Geotermia, S.L.","KM 610194/13","BSI",null,"ü YES"]
["ü Eligible","ü YES","2014-02-17",null,"Ground Source Heat Pump","Ground to water","ecoGEO C1 T 5-22","ecoGEO C1 T 5-22","Ecoforest Geotermia, S.L.","KM 610194/16","BSI",null,"ü YES"]
["ü Eligible","ü YES","2014-02-17",null,"Ground Source Heat Pump","Ground to water","ecoGEO C2 3-12","ecoGEO C2 3-12","Ecoforest Geotermia, S.L.","KM 610194/11","BSI",null,"ü YES"]
["ü Eligible","ü YES","2014-02-17",null,"Ground Source Heat Pump","Ground to water","ecoGEO C2 5-22","ecoGEO C2 5-22","Ecoforest Geotermia, S.L.","KM 610194/14","BSI",null,"ü YES"]
["ü Eligible","ü YES","2014-02-17",null,"Ground Source Heat Pump","Ground to water","ecoGEO C2 T 5-22","ecoGEO C2 T 5-22","Ecoforest Geotermia, S.L.","KM 610194/17","BSI",null,"ü YES"]
["ü Eligible","ü YES","2014-02-17",null,"Ground Source Heat Pump","Ground to water","ecoGEO C3 3-12","ecoGEO C3 3-12","Ecoforest Geotermia, S.L.","KM 610194/12","BSI",null,"ü YES"]
["ü Eligible","ü YES","2014-02-17",null,"Ground Source Heat Pump","Ground to water","ecoGEO C3 5-22","ecoGEO C3 5-22","Ecoforest Geotermia, S.L.","KM 610194/15","BSI",null,"ü YES"]
["ü Eligible","ü YES","2014-02-17",null,"Ground Source Heat Pump","Ground to water","ecoGEO C3 T 5-22","ecoGEO C3 T 5-22","Ecoforest Geotermia, S.L.","KM 610194/18","BSI",null,"ü YES"]
["ü Eligible","ü YES","2010-09-17",null,"Ground Source Heat Pump","Ground to Water","GMSW Ground Souce units","GMSW 10 plus","OCHSNER Warmepumpen","BBA 0037/09","BBA",null,"ü YES"]
["ü Eligible","ü YES","2010-09-17",null,"Ground Source Heat Pump","Ground to Water","GMSW Ground Souce units","GMSW 10 plus S","OCHSNER Warmepumpen","BBA 0037/10","BBA",null,"ü YES"]
["ü Eligible","ü YES","2010-09-17",null,"Ground Source Heat Pump","Ground to Water","GMSW Ground Souce units","GMSW 15 plus","OCHSNER Warmepumpen","BBA 0037/11","BBA",null,"ü YES"]
["ü Eligible","ü YES","2010-09-17",null,"Ground Source Heat Pump","Ground to Water","GMSW Ground Souce units","GMSW 17 plus","OCHSNER Warmepumpen","BBA 0037/12","BBA",null,"ü YES"]
["ü Eligible","ü YES","2010-09-17",null,"Ground Source Heat Pump","Ground to water","GMSW Ground Souce units","GMSW 7 plus","OCHSNER Warmepumpen","BBA 0037/01","BBA",null,"ü YES"]
["ü Eligible","ü YES","2014-03-14",null,"Ground Source Heat Pump","Ground to Water","GMSW Ground Souce units","GMSW28","OCHSNER Warmepumpen","BBA 0037/16","BBA",null,"ü YES"]
["ü Eligible","ü YES","2014-03-26",null,"Ground Source Heat Pump","Ground to water","GS08","GS08","Warmflow Engineering Co Ltd","BSI KM 612798/1","BSI",null,"ü YES"]
["ü Eligible","ü YES","2014-03-26",null,"Ground Source Heat Pump","Ground to water","GS16","GS16","Warmflow Engineering Co Ltd","BSI KM 612798/2","BSI",null,"ü YES"]
["ü Eligible","ü YES","2012-10-19",null,"Ground Source Heat Pump","Ground to Water","GSHP","HP 08S10W-M-WEB","Heliotherm Wärmepumpentechnik Ges.m.b.H","BBA 0136/01","BBA",null,"ü YES"]
["ü Eligible","ü YES","2012-10-19",null,"Ground Source Heat Pump","Ground to Water","GSHP","HP 12S16W-M-WEB","Heliotherm Wärmepumpentechnik Ges.m.b.H","BBA 0136/03","BBA",null,"ü YES"]
["ü Eligible","ü YES","2012-10-19",null,"Ground Source Heat Pump","Ground to Water","GSHP","HP 20S25W-M-WEB","Heliotherm Wärmepumpentechnik Ges.m.b.H","BBA 0136/04","BBA",null,"ü YES"]
["ü Eligible","ü YES","2010-12-17",null,"Ground Source Heat Pump","Ground to Water","Kensa Ground Source Heat Pumps","Type 10kW Single Compressor Single Phase – C0100-S1H","Kensa Engineering Ltd.","BBA 0055/04","BBA",null,"ü YES"]
["ü Eligible","ü YES","2011-07-29",null,"Ground Source Heat Pump","Ground to Water","Kensa Ground Source Heat Pumps","Type 12kW High Temperature Twin Compressor Single Phase – H124-T1H","Kensa Engineering Ltd.","BBA 0055/28","BBA",null,"ü YES"]
["ü Eligible","ü YES","2010-12-17",null,"Ground Source Heat Pump","Ground to Water","Kensa Ground Source Heat Pumps","Type 12kW Single Compressor Single Phase – C0120-S1H","Kensa Engineering Ltd.","BBA 0055/05","BBA",null,"ü YES"]
["ü Eligible","ü YES","2012-11-23",null,"Ground Source Heat Pump","Ground to Water","Kensa Ground Source Heat Pumps","Type 15kW Hybrid Twin Compressor Single Phase – M150-T1H","Kensa Engineering Ltd.","BBA 0055/32","BBA",null,"ü YES"]
["ü Eligible","ü YES","2010-12-17",null,"Ground Source Heat Pump","Ground to Water","Kensa Ground Source Heat Pumps","Type 16kW Twin Compressor Single Phase –C160-T1H","Kensa Engineering Ltd.","BBA 0055/07","BBA",null,"ü YES"]
["ü Eligible","ü YES","2011-07-29",null,"Ground Source Heat Pump","Ground to Water","Kensa Ground Source Heat Pumps","Type 17kW High Temperature Twin Compressor Single Phase – H170-T1H","Kensa Engineering Ltd.","BBA 0055/29","BBA",null,"ü YES"]
["ü Eligible","ü YES","2011-02-11",null,"Ground Source Heat Pump","Ground to Water","Kensa Ground Source Heat Pumps","Type 20kW Three Phase Twin –Compressor –C200-T3H","Kensa Engineering Ltd.","BBA 0055/13","BBA",null,"ü YES"]
["ü Eligible","ü YES","2010-12-17",null,"Ground Source Heat Pump","Ground to Water","Kensa Ground Source Heat Pumps","Type 20kW Twin Compressor Single Phase – C200-T1H","Kensa Engineering Ltd.","BBA 0055/08","BBA",null,"ü YES"]
["ü Eligible","ü YES","2012-11-23",null,"Ground Source Heat Pump","Ground to Water","Kensa Ground Source Heat Pumps","Type 21kW Hybrid Twin Compressor Single Phase – M210-T1H","Kensa Engineering Ltd.","BBA 0055/33","BBA",null,"ü YES"]
["ü Eligible","ü YES","2011-02-11",null,"Ground Source Heat Pump","Ground to Water","Kensa Ground Source Heat Pumps","Type 24kW Three Phase Twin –Compressor –C240-T3H","Kensa Engineering Ltd.","BBA 0055/14","BBA",null,"ü YES"]
["ü Eligible","ü YES","2010-12-17",null,"Ground Source Heat Pump","Ground to Water","Kensa Ground Source Heat Pumps","Type 24kW Twin Compressor Single Phase – C240-T1H","Kensa Engineering Ltd.","BBA 0055/09","BBA",null,"ü YES"]
["ü Eligible","ü YES","2012-11-23",null,"Ground Source Heat Pump","Ground to Water","Kensa Ground Source Heat Pumps","Type 25kW High Temperature Heating Plantroom – PH250H","Kensa Engineering Ltd.","BBA 0055/34","BBA",null,"ü YES"]
["ü Eligible","ü YES","2011-02-11",null,"Ground Source Heat Pump","Ground to Water","Kensa Ground Source Heat Pumps","Type 25kW Plantroom Reverse Cycle –P250R","Kensa Engineering Ltd.","BBA 0055/24","BBA",null,"ü YES"]
["ü Eligible","ü YES","2011-02-11",null,"Ground Source Heat Pump","Ground to Water","Kensa Ground Source Heat Pumps","Type 30kW Plantroom Reverse Cycle –P300R","Kensa Engineering Ltd.","BBA 0055/25","BBA",null,"ü YES"]
["ü Eligible","ü YES","2011-02-11",null,"Ground Source Heat Pump","Ground to Water","Kensa Ground Source Heat Pumps","Type 30kW Three Phase Twin –Compressor –C300-T3H","Kensa Engineering Ltd.","BBA 0055/15","BBA",null,"ü YES"]
["ü Eligible","ü YES","2012-11-23",null,"Ground Source Heat Pump","Ground to Water","Kensa Ground Source Heat Pumps","Type 3kW Shoebox Single Compressor Single Phase – S3-P0K","Kensa Engineering Ltd.","BBA 0055/31","BBA",null,"ü YES"]
["ü Eligible","ü YES","2011-02-11",null,"Ground Source Heat Pump","Ground to Water","Kensa Ground Source Heat Pumps","Type 4.3kW Single Phase High Temp – H043-S1H","Kensa Engineering Ltd.","BBA 0055/20","BBA",null,"ü YES"]
["ü Eligible","ü YES","2011-02-11",null,"Ground Source Heat Pump","Ground to Water","Kensa Ground Source Heat Pumps","Type 40kW Plantroom Reverse Cycle –P400R","Kensa Engineering Ltd.","BBA 0055/26","BBA",null,"ü YES"]
["ü Eligible","ü YES","2010-12-17",null,"Ground Source Heat Pump","Ground to Water","Kensa Ground Source Heat Pumps","Type 45kW Plantroom Heating only – P500H","Kensa Engineering Ltd.","BBA 0055/10","BBA",null,"ü YES"]
["ü Eligible","ü YES","2011-02-11",null,"Ground Source Heat Pump","Ground to Water","Kensa Ground Source Heat Pumps","Type 45kW Plantroom Reverse Cycle –P500R","Kensa Engineering Ltd.","BBA 0055/27","BBA",null,"ü YES"]
["ü Eligible","ü YES","2011-02-11",null,"Ground Source Heat Pump","Ground to Water","Kensa Ground Source Heat Pumps","Type 6.2kW Single Phase High Temp – H062-S1H","Kensa Engineering Ltd.","BBA 0055/21","BBA",null,"ü YES"]
["ü Eligible","ü YES","2014-03-28",null,"Ground Source Heat Pump","Ground to Water","Kensa Ground Source Heat Pumps","Type 6kW Shoebox Twin Compressor Single Phase – S6-P0K","Kensa Engineering Ltd.","BBA 0055/35","BBA",null,"ü YES"]
["ü Eligible","ü YES","2010-12-17",null,"Ground Source Heat Pump","Ground to Water","Kensa Ground Source Heat Pumps","Type 6kW Single Compressor Single Phase – C060-S1H","Kensa Engineering Ltd.","BBA 0055/02","BBA",null,"ü YES"]
["ü Eligible","ü YES","2011-02-11",null,"Ground Source Heat Pump","Ground to Water","Kensa Ground Source Heat Pumps","Type 7.0kW Single Phase High Temp – H070-S1H","Kensa Engineering Ltd.","BBA 0055/22","BBA",null,"ü YES"]
["ü Eligible","ü YES","2011-02-11",null,"Ground Source Heat Pump","Ground to Water","Kensa Ground Source Heat Pumps","Type 8.5kW Single Phase High Temp – H085-S1H","Kensa Engineering Ltd.","BBA 0055/23","BBA",null,"ü YES"]
["ü Eligible","ü YES","2010-12-17",null,"Ground Source Heat Pump","Ground to Water","Kensa Ground Source Heat Pumps","Type 8kW Single Compressor Single Phase – C080-S1H","Kensa Engineering Ltd.","BBA 0055/03","BBA",null,"ü YES"]
["ü Eligible","ü YES","2011-02-11",null,"Ground Source Heat Pump","Ground to Water","Kensa Ground Source Heat Pumps","Type: 40kW Plantroom Heating Only –P400H","Kensa Engineering Ltd.","BBA 0055/18","BBA",null,"ü YES"]
["ü Eligible","ü YES","2011-06-03",null,"Ground Source Heat Pump","Ground to Water","Neura Brine/water Heat Pumps","10kW  — S10Eu","Neura AG","BBA 0089/10","BBA",null,"ü YES"]
["ü Eligible","ü YES","2014-05-09",null,"Ground Source Heat Pump","Ground to Water","Neura Brine/water Heat Pumps","10kW - S10EuC 230V","Neura AG","BBA 0089/19","BBA",null,"ü YES"]
["ü Eligible","ü YES","2011-06-03",null,"Ground Source Heat Pump","Ground to Water","Neura Brine/water Heat Pumps","14kW  — S14Eu","Neura AG","BBA 0089/11","BBA",null,"ü YES"]
["ü Eligible","ü YES","2014-05-09",null,"Ground Source Heat Pump","Ground to Water","Neura Brine/water Heat Pumps","14kW - S14EuC 230V","Neura AG","BBA 0089/20","BBA",null,"ü YES"]
["ü Eligible","ü YES","2011-06-03",null,"Ground Source Heat Pump","Ground to Water","Neura Brine/water Heat Pumps","18kW  — S18Eu","Neura AG","BBA 0089/12","BBA",null,"ü YES"]
["ü Eligible","ü YES","2011-06-03",null,"Ground Source Heat Pump","Ground to Water","Neura Brine/water Heat Pumps","20kW  — S20Eu","Neura AG","BBA 0089/13","BBA",null,"ü YES"]
["ü Eligible","ü YES","2014-10-10","2017-06-23","Ground Source Heat Pump","Ground to water","Neura Brine/water Heat Pumps","4KW - NDB PICO 04","Neura AG","BBA 0089/25","BBA",null,"ü YES"]
["ü Eligible","ü YES","2011-06-03",null,"Ground Source Heat Pump","Ground to Water","Neura Brine/water Heat Pumps","6kW  — S6Eu","Neura AG","BBA 0089/02","BBA",null,"ü YES"]
["ü Eligible","ü YES","2014-05-09",null,"Ground Source Heat Pump","Ground to Water","Neura Brine/water Heat Pumps","6kW - S6EuC 230V","Neura AG","BBA 0089/17","BBA",null,"ü YES"]
["ü Eligible","ü YES","2011-06-03",null,"Ground Source Heat Pump","Ground to Water","Neura Brine/water Heat Pumps","8kW  — S8Eu","Neura AG","BBA 0089/09","BBA",null,"ü YES"]
["ü Eligible","ü YES","2014-05-09",null,"Ground Source Heat Pump","Ground to Water","Neura Brine/water Heat Pumps","8kW - S8EuC 230V","Neura AG","BBA 0089/18","BBA",null,"ü YES"]
["ü Eligible","ü YES","2014-06-06",null,"Ground Source Heat Pump","Ground to Water","Thermia Diplomat Optimum G3 6","Thermia Diplomat Optimum G3 6","Danfoss Ltd","MCS HP0013/248","BRE",null,"ü YES"]
["ü Eligible","ü YES","2009-09-11",null,"Ground Source Heat Pump","Ground to water (space heating)","DHP-H",6,"Danfoss Ltd","MCS HP0013/01","BRE",null,"ü YES"]
["ü Eligible","ü YES","2009-09-11",null,"Ground Source Heat Pump","Ground to water (space heating)","DHP-H",8,"Danfoss Ltd","MCS HP0013/02","BRE",null,"ü YES"]
["ü Eligible","ü YES","2009-09-11",null,"Ground Source Heat Pump","Ground to water (space heating)","DHP-H",10,"Danfoss Ltd","MCS HP0013/03","BRE",null,"ü YES"]
["ü Eligible","ü YES","2009-09-11",null,"Ground Source Heat Pump","Ground to water (space heating)","DHP-H",12,"Danfoss Ltd","MCS HP0013/04","BRE",null,"ü YES"]
["ü Eligible","ü YES","2009-09-11",null,"Ground Source Heat Pump","Ground to water (space heating)","DHP-H",16,"Danfoss Ltd","MCS HP0013/05","BRE",null,"ü YES"]
["ü Eligible","ü YES","2009-09-11",null,"Ground Source Heat Pump","Ground to water (space heating)","DHP-H","10 SP","Danfoss Ltd","MCS HP0013/08","BRE",null,"ü YES"]
["ü Eligible","ü YES","2009-09-11",null,"Ground Source Heat Pump","Ground to water (space heating)","DHP-H","12 SP","Danfoss Ltd","MCS HP0013/09","BRE",null,"ü YES"]
["ü Eligible","ü YES","2009-09-11",null,"Ground Source Heat Pump","Ground to water (space heating)","DHP-H","6 SP","Danfoss Ltd","MCS HP0013/06","BRE",null,"ü YES"]
["ü Eligible","ü YES","2009-09-11",null,"Ground Source Heat Pump","Ground to water (space heating)","DHP-H","8 SP","Danfoss Ltd","MCS HP0013/07","BRE",null,"ü YES"]
["ü Eligible","ü YES","2014-04-10",null,"Ground Source Heat Pump","Ground to water (space heating)","DHP-H OPTI 10","DHP-H OPTI 10","Danfoss Ltd","MCS HP0013/202","BRE",null,"ü YES"]
["ü Eligible","ü YES","2014-04-10",null,"Ground Source Heat Pump","Ground to water (space heating)","DHP-H OPTI 10 SP","DHP-H OPTI 10 SP","Danfoss Ltd","MCS HP0013/208","BRE",null,"ü YES"]
["ü Eligible","ü YES","2014-04-10",null,"Ground Source Heat Pump","Ground to water (space heating)","DHP-H OPTI 12","DHP-H OPTI 12","Danfoss Ltd","MCS HP0013/203","BRE",null,"ü YES"]
["ü Eligible","ü YES","2014-04-10",null,"Ground Source Heat Pump","Ground to water (space heating)","DHP-H OPTI 12 SP","DHP-H OPTI 12 SP","Danfoss Ltd","MCS HP0013/209","BRE",null,"ü YES"]
["ü Eligible","ü YES","2014-04-10",null,"Ground Source Heat Pump","Ground to water (space heating)","DHP-H OPTI 16","DHP-H OPTI 16","Danfoss Ltd","MCS HP0013/204","BRE",null,"ü YES"]
["ü Eligible","ü YES","2014-04-10",null,"Ground Source Heat Pump","Ground to water (space heating)","DHP-H OPTI 4 SP","DHP-H OPTI 4 SP","Danfoss Ltd","MCS HP0013/205","BRE",null,"ü YES"]
["ü Eligible","ü YES","2014-04-10",null,"Ground Source Heat Pump","Ground to water (space heating)","DHP-H OPTI 6","DHP-H OPTI 6","Danfoss Ltd","MCS HP0013/200","BRE",null,"ü YES"]
["ü Eligible","ü YES","2014-04-10",null,"Ground Source Heat Pump","Ground to water (space heating)","DHP-H OPTI 6 SP","DHP-H OPTI 6 SP","Danfoss Ltd","MCS HP0013/206","BRE",null,"ü YES"]
["ü Eligible","ü YES","2014-04-10",null,"Ground Source Heat Pump","Ground to water (space heating)","DHP-H OPTI 8","DHP-H OPTI 8","Danfoss Ltd","MCS HP0013/201","BRE",null,"ü YES"]
["ü Eligible","ü YES","2014-04-10",null,"Ground Source Heat Pump","Ground to water (space heating)","DHP-H OPTI 8 SP","DHP-H OPTI 8 SP","Danfoss Ltd","MCS HP0013/207","BRE",null,"ü YES"]
["ü Eligible","ü YES","2009-10-30",null,"Ground Source Heat Pump","Ground to water (space heating)","DHP-H OPTI PRO","10 SP","Danfoss Ltd","MCS HP0013/93","BRE",null,"ü YES"]
["ü Eligible","ü YES","2009-10-30",null,"Ground Source Heat Pump","Ground to water (space heating)","DHP-H OPTI PRO","10kW","Danfoss Ltd","MCS HP0013/88","BRE",null,"ü YES"]
["ü Eligible","ü YES","2009-10-30",null,"Ground Source Heat Pump","Ground to water (space heating)","DHP-H OPTI PRO","12 SP","Danfoss Ltd","MCS HP0013/94","BRE",null,"ü YES"]
["ü Eligible","ü YES","2009-10-30",null,"Ground Source Heat Pump","Ground to water (space heating)","DHP-H OPTI PRO","12kW","Danfoss Ltd","MCS HP0013/89","BRE",null,"ü YES"]
["ü Eligible","ü YES","2009-10-30",null,"Ground Source Heat Pump","Ground to water (space heating)","DHP-H OPTI PRO","16kW","Danfoss Ltd","MCS HP0013/90","BRE",null,"ü YES"]
["ü Eligible","ü YES","2009-10-30",null,"Ground Source Heat Pump","Ground to water (space heating)","DHP-H OPTI PRO","6 SP","Danfoss Ltd","MCS HP0013/91","BRE",null,"ü YES"]
["ü Eligible","ü YES","2009-10-30",null,"Ground Source Heat Pump","Ground to water (space heating)","DHP-H OPTI PRO","6kW","Danfoss Ltd","MCS HP0013/86","BRE",null,"ü YES"]
["ü Eligible","ü YES","2009-10-30",null,"Ground Source Heat Pump","Ground to water (space heating)","DHP-H OPTI PRO","8 SP","Danfoss Ltd","MCS HP0013/92","BRE",null,"ü YES"]
["ü Eligible","ü YES","2009-10-30",null,"Ground Source Heat Pump","Ground to water (space heating)","DHP-H OPTI PRO","8kW","Danfoss Ltd","MCS HP0013/87","BRE",null,"ü YES"]
["ü Eligible","ü YES","2014-06-06",null,"Ground Source Heat Pump","Ground to water (space heating)","DHP-H Opti Pro+ 10","DHP-H Opti Pro+ 10","Danfoss Ltd","MCS HP0013/241","BRE",null,"ü YES"]
["ü Eligible","ü YES","2014-06-06",null,"Ground Source Heat Pump","Ground to water (space heating)","DHP-H Opti Pro+ 13","DHP-H Opti Pro+ 13","Danfoss Ltd","MCS HP0013/242","BRE",null,"ü YES"]
["ü Eligible","ü YES","2014-06-06",null,"Ground Source Heat Pump","Ground to water (space heating)","DHP-H Opti Pro+ 6","DHP-H Opti Pro+ 6","Danfoss Ltd","MCS HP0013/239","BRE",null,"ü YES"]
["ü Eligible","ü YES","2014-06-06",null,"Ground Source Heat Pump","Ground to water (space heating)","DHP-H Opti Pro+ 8","DHP-H Opti Pro+ 8","Danfoss Ltd","MCS HP0013/240","BRE",null,"ü YES"]
["ü Eligible","ü YES","2009-09-11",null,"Ground Source Heat Pump","Ground to water (space heating)","DHP-L",6,"Danfoss Ltd","MCS HP0013/10","BRE",null,"ü YES"]
["ü Eligible","ü YES","2009-09-11",null,"Ground Source Heat Pump","Ground to water (space heating)","DHP-L",8,"Danfoss Ltd","MCS HP0013/11","BRE",null,"ü YES"]
["ü Eligible","ü YES","2009-09-11",null,"Ground Source Heat Pump","Ground to water (space heating)","DHP-L",10,"Danfoss Ltd","MCS HP0013/12","BRE",null,"ü YES"]
["ü Eligible","ü YES","2009-09-11",null,"Ground Source Heat Pump","Ground to water (space heating)","DHP-L",12,"Danfoss Ltd","MCS HP0013/13","BRE",null,"ü YES"]
["ü Eligible","ü YES","2009-09-11",null,"Ground Source Heat Pump","Ground to water (space heating)","DHP-L",16,"Danfoss Ltd","MCS HP0013/14","BRE",null,"ü YES"]
["ü Eligible","ü YES","2009-09-11",null,"Ground Source Heat Pump","Ground to water (space heating)","DHP-L","10 SP","Danfoss Ltd","MCS HP0013/17","BRE",null,"ü YES"]
["ü Eligible","ü YES","2009-09-11",null,"Ground Source Heat Pump","Ground to water (space heating)","DHP-L","12 SP","Danfoss Ltd","MCS HP0013/18","BRE",null,"ü YES"]
["ü Eligible","ü YES","2009-09-11",null,"Ground Source Heat Pump","Ground to water (space heating)","DHP-L","6 SP","Danfoss Ltd","MCS HP0013/15","BRE",null,"ü YES"]
["ü Eligible","ü YES","2009-09-11",null,"Ground Source Heat Pump","Ground to water (space heating)","DHP-L","8 SP","Danfoss Ltd","MCS HP0013/16","BRE",null,"ü YES"]
["ü Eligible","ü YES","2009-10-30",null,"Ground Source Heat Pump","Ground to water (space heating)","DHP-L OPTI","10 SP","Danfoss Ltd","MCS HP0013/102","BRE",null,"ü YES"]
["ü Eligible","ü YES","2009-10-30",null,"Ground Source Heat Pump","Ground to water (space heating)","DHP-L OPTI","10kW","Danfoss Ltd","MCS HP0013/97","BRE",null,"ü YES"]
["ü Eligible","ü YES","2009-10-30",null,"Ground Source Heat Pump","Ground to water (space heating)","DHP-L OPTI","12 SP","Danfoss Ltd","MCS HP0013/103","BRE",null,"ü YES"]
["ü Eligible","ü YES","2009-10-30",null,"Ground Source Heat Pump","Ground to water (space heating)","DHP-L OPTI","12kW","Danfoss Ltd","MCS HP0013/98","BRE",null,"ü YES"]
["ü Eligible","ü YES","2009-10-30",null,"Ground Source Heat Pump","Ground to water (space heating)","DHP-L OPTI","16kW","Danfoss Ltd","MCS HP0013/99","BRE",null,"ü YES"]
["ü Eligible","ü YES","2009-10-30",null,"Ground Source Heat Pump","Ground to water (space heating)","DHP-L OPTI","6 SP","Danfoss Ltd","MCS HP0013/100","BRE",null,"ü YES"]
["ü Eligible","ü YES","2009-10-30",null,"Ground Source Heat Pump","Ground to water (space heating)","DHP-L OPTI","6kW","Danfoss Ltd","MCS HP0013/95","BRE",null,"ü YES"]
["ü Eligible","ü YES","2009-10-30",null,"Ground Source Heat Pump","Ground to water (space heating)","DHP-L OPTI","8 SP","Danfoss Ltd","MCS HP0013/101","BRE",null,"ü YES"]
["ü Eligible","ü YES","2009-10-30",null,"Ground Source Heat Pump","Ground to water (space heating)","DHP-L OPTI","8kW","Danfoss Ltd","MCS HP0013/96","BRE",null,"ü YES"]
["ü Eligible","ü YES","2014-04-10",null,"Ground Source Heat Pump","Ground to water (space heating)","DHP-L OPTI 4","DHP-L OPTI 4","Danfoss Ltd","MCS HP0013/171","BRE",null,"ü YES"]
["ü Eligible","ü YES","2012-04-05",null,"Ground Source Heat Pump","Ground to water (space heating)","DHP-L OPTI 4 SP","DHP-L OPTI 4 SP","Danfoss Ltd","MCS HP0013/152","BRE",null,"ü YES"]
["ü Eligible","ü YES","2011-09-30",null,"Ground Source Heat Pump","Ground to water (space heating)","DHP-L OPTI PRO 10","DHP-L OPTI PRO 10","Danfoss Ltd","MCS HP0013/145","BRE",null,"ü YES"]
["ü Eligible","ü YES","2011-09-30",null,"Ground Source Heat Pump","Ground to water (space heating)","DHP-L OPTI PRO 10 SP","DHP-L OPTI PRO 10 SP","Danfoss Ltd","MCS HP0013/150","BRE",null,"ü YES"]
["ü Eligible","ü YES","2011-09-30",null,"Ground Source Heat Pump","Ground to water (space heating)","DHP-L OPTI PRO 12","DHP-L OPTI PRO 12","Danfoss Ltd","MCS HP0013/146","BRE",null,"ü YES"]
["ü Eligible","ü YES","2011-09-30",null,"Ground Source Heat Pump","Ground to water (space heating)","DHP-L OPTI PRO 12 SP","DHP-L OPTI PRO 12 SP","Danfoss Ltd","MCS HP0013/151","BRE",null,"ü YES"]
["ü Eligible","ü YES","2011-09-30",null,"Ground Source Heat Pump","Ground to water (space heating)","DHP-L OPTI PRO 16","DHP-L OPTI PRO 16","Danfoss Ltd","MCS HP0013/147","BRE",null,"ü YES"]
["ü Eligible","ü YES","2011-09-30",null,"Ground Source Heat Pump","Ground to water (space heating)","DHP-L OPTI PRO 6","DHP-L OPTI PRO 6","Danfoss Ltd","MCS HP0013/143","BRE",null,"ü YES"]
["ü Eligible","ü YES","2011-09-30",null,"Ground Source Heat Pump","Ground to water (space heating)","DHP-L OPTI PRO 6 SP","DHP-L OPTI PRO 6 SP","Danfoss Ltd","MCS HP0013/148","BRE",null,"ü YES"]
["ü Eligible","ü YES","2011-09-30",null,"Ground Source Heat Pump","Ground to water (space heating)","DHP-L OPTI PRO 8","DHP-L OPTI PRO 8","Danfoss Ltd","MCS HP0013/144","BRE",null,"ü YES"]
["ü Eligible","ü YES","2011-09-30",null,"Ground Source Heat Pump","Ground to water (space heating)","DHP-L OPTI PRO 8 SP","DHP-L OPTI PRO 8 SP","Danfoss Ltd","MCS HP0013/149","BRE",null,"ü YES"]
["ü Eligible","ü YES","2014-06-06",null,"Ground Source Heat Pump","Ground to water (space heating)","DHP-L Opti Pro+ 10","DHP-L Opti Pro+ 10","Danfoss Ltd","MCS HP0013/245","BRE",null,"ü YES"]
["ü Eligible","ü YES","2014-06-06",null,"Ground Source Heat Pump","Ground to water (space heating)","DHP-L Opti Pro+ 13","DHP-L Opti Pro+ 13","Danfoss Ltd","MCS HP0013/246","BRE",null,"ü YES"]
["ü Eligible","ü YES","2014-06-06",null,"Ground Source Heat Pump","Ground to water (space heating)","DHP-L Opti Pro+ 17","DHP-L Opti Pro+ 17","Danfoss Ltd","MCS HP0013/247","BRE",null,"ü YES"]
["ü Eligible","ü YES","2014-06-06",null,"Ground Source Heat Pump","Ground to water (space heating)","DHP-L Opti Pro+ 6","DHP-L Opti Pro+ 6","Danfoss Ltd","MCS HP0013/243","BRE",null,"ü YES"]
["ü Eligible","ü YES","2014-06-06",null,"Ground Source Heat Pump","Ground to water (space heating)","DHP-L Opti Pro+ 8","DHP-L Opti Pro+ 8","Danfoss Ltd","MCS HP0013/244","BRE",null,"ü YES"]
["ü Eligible","ü YES","2009-10-30",null,"Ground Source Heat Pump","Ground to water (space heating)","DHP-R ","20 kW","Danfoss Ltd","MCS HP0013/78","BRE",null,"ü YES"]
["ü Eligible","ü YES","2009-10-30",null,"Ground Source Heat Pump","Ground to water (space heating)","DHP-R ","26kW","Danfoss Ltd","MCS HP0013/79","BRE",null,"ü YES"]
["ü Eligible","ü YES","2009-10-30",null,"Ground Source Heat Pump","Ground to water (space heating)","DHP-R ","35kW","Danfoss Ltd","MCS HP0013/80","BRE",null,"ü YES"]
["ü Eligible","ü YES","2009-10-30",null,"Ground Source Heat Pump","Ground to water (space heating)","DHP-R ","42kW","Danfoss Ltd","MCS HP0013/81","BRE",null,"ü YES"]
["ü Eligible","ü YES","2014-03-03",null,"Ground Source Heat Pump","Ground to water (space heating)","DHP-R Eco 22","DHP-R Eco 22","Danfoss Ltd","MCS HP0013/155","BRE",null,"ü YES"]
["ü Eligible","ü YES","2014-03-03",null,"Ground Source Heat Pump","Ground to water (space heating)","DHP-R Eco 26","DHP-R Eco 26","Danfoss Ltd","MCS HP0013/156","BRE",null,"ü YES"]
["ü Eligible","ü YES","2014-03-03",null,"Ground Source Heat Pump","Ground to water (space heating)","DHP-R Eco 33","DHP-R Eco 33","Danfoss Ltd","MCS HP0013/157","BRE",null,"ü YES"]
["ü Eligible","ü YES","2014-03-03",null,"Ground Source Heat Pump","Ground to water (space heating)","DHP-R Eco 42","DHP-R Eco 42","Danfoss Ltd","MCS HP0013/158","BRE",null,"ü YES"]
["ü Eligible","ü YES","2010-08-24",null,"Ground Source Heat Pump","Ground to water (space heating)","DHP-S 20","DHP-S 20","Danfoss Ltd","MCS HP0013/128","BRE",null,"ü YES"]
["ü Eligible","ü YES","2010-08-24",null,"Ground Source Heat Pump","Ground to water (space heating)","DHP-S 26","DHP-S 26","Danfoss Ltd","MCS HP0013/129","BRE",null,"ü YES"]
["ü Eligible","ü YES","2010-08-24",null,"Ground Source Heat Pump","Ground to water (space heating)","DHP-S 35","DHP-S 35","Danfoss Ltd","MCS HP0013/130","BRE",null,"ü YES"]
["ü Eligible","ü YES","2010-08-24",null,"Ground Source Heat Pump","Ground to water (space heating)","DHP-S 42","DHP-S 42","Danfoss Ltd","MCS HP0013/131","BRE",null,"ü YES"]
["ü Eligible","ü YES","2014-03-03",null,"Ground Source Heat Pump","Ground to water (space heating)","DHP-S Eco 22","DHP-S Eco 22","Danfoss Ltd","MCS HP0013/159","BRE",null,"ü YES"]
["ü Eligible","ü YES","2014-03-03",null,"Ground Source Heat Pump","Ground to water (space heating)","DHP-S Eco 26","DHP-S Eco 26","Danfoss Ltd","MCS HP0013/160","BRE",null,"ü YES"]
["ü Eligible","ü YES","2014-03-03",null,"Ground Source Heat Pump","Ground to water (space heating)","DHP-S Eco 33","DHP-S Eco 33","Danfoss Ltd","MCS HP0013/161","BRE",null,"ü YES"]
["ü Eligible","ü YES","2014-03-03",null,"Ground Source Heat Pump","Ground to water (space heating)","DHP-S Eco 42","DHP-S Eco 42","Danfoss Ltd","MCS HP0013/162","BRE",null,"ü YES"]
["ü Eligible","ü YES","2014-09-23",null,"Ground Source Heat Pump","Ground to water (space heating)","Ecodan","CRHV-P600YA-HPB","Mitsubishi Electric Europe B.V. trading as Mitsubishi Electric Europe UK","MCS HP0002/22","BRE",null,"ü YES"]
["ü Eligible","ü YES","2012-08-31",null,"Ground Source Heat Pump","Ground to Water (space heating)","NIBE F1345 24kW","NIBE F1345 24kW","NIBE Energy Systems Limited","MCS HP0003/35",null,null,"ü YES"]
["ü Eligible","ü YES","2012-08-31",null,"Ground Source Heat Pump","Ground to Water (space heating)","NIBE F1345 30kW","NIBE F1345 30kW","NIBE Energy Systems Limited","MCS HP0003/36",null,null,"ü YES"]
["ü Eligible","ü YES","2012-08-31",null,"Ground Source Heat Pump","Ground to Water (space heating)","NIBE F1345 40kW","NIBE F1345 40kW","NIBE Energy Systems Limited","MCS HP0003/37",null,null,"ü YES"]
["ü Eligible","ü YES","2010-04-01",null,"Ground Source Heat Pump","Ground to Water (space heating)","SI 11 ME","SI 11 ME","GDC Group Ltd (Dimplex)","MCS HP0017/04","BRE",null,"ü YES"]
["ü Eligible","ü YES","2012-01-18",null,"Ground Source Heat Pump","Ground to Water (space heating)","SI 14 ME","SI 14 ME","GDC Group Ltd (Dimplex)","MCS HP0017/28","BRE",null,"ü YES"]
["ü Eligible","ü YES","2012-06-26",null,"Ground Source Heat Pump","Ground to Water (space heating)","SI 18 TU","SI 18 TU","GDC Group Ltd (Dimplex)","MCS HP0017/32","BRE",null,"ü YES"]
["ü Eligible","ü YES","2012-04-18",null,"Ground Source Heat Pump","Ground to Water (space heating)","SI 22 TU","SI 22 TU","GDC Group Ltd (Dimplex)","MCS HP0017/29","BRE",null,"ü YES"]
["ü Eligible","ü YES","2014-04-17",null,"Ground Source Heat Pump","Ground to Water (space heating)","SI 26TU","SI 26TU","GDC Group Ltd (Dimplex)","MCS HP0017/35","BRE",null,"ü YES"]
["ü Eligible","ü YES","2010-06-18",null,"Ground Source Heat Pump","Ground to Water (space heating)","SIH 20 TE","SIH 20 TE","GDC Group Ltd (Dimplex)","MCS HP0017/08","BRE",null,"ü YES"]
["ü Eligible","ü YES","2011-05-27",null,"Ground Source Heat Pump","Ground to Water (space heating)","SIH 40 TE","SIH 40 TE","GDC Group Ltd (Dimplex)","MCS HP0017/16","BRE",null,"ü YES"]
["ü Eligible","ü YES","2014-11-13",null,"Ground Source Heat Pump","Ground to Water (space heating)","Thermia Diplomat 10","Thermia Diplomat 10","Thermia Heat Pumps","MCS HP0187/03","BRE",null,"ü YES"]
["ü Eligible","ü YES","2014-11-13",null,"Ground Source Heat Pump","Ground to water (space heating)","Thermia Diplomat 10 SP","Thermia Diplomat 10 SP","Thermia Heat Pumps","MCS HP0187/08",3.9905354615776694,null,"ü YES"]
["ü Eligible","ü YES","2014-11-13",null,"Ground Source Heat Pump","Ground to Water (space heating)","Thermia Diplomat 12","Thermia Diplomat 12","Thermia Heat Pumps","MCS HP0187/04","BRE",null,"ü YES"]
["ü Eligible","ü YES","2014-11-13",null,"Ground Source Heat Pump","Ground to water (space heating)","Thermia Diplomat 12 SP","Thermia Diplomat 12 SP","Thermia Heat Pumps","MCS HP0187/09",4.2937267316013275,null,"ü YES"]
["ü Eligible","ü YES","2014-11-13",null,"Ground Source Heat Pump","Ground to Water (space heating)","Thermia Diplomat 16","Thermia Diplomat 16","Thermia Heat Pumps","MCS HP0187/05","BRE",null,"ü YES"]
["ü Eligible","ü YES","2014-11-13",null,"Ground Source Heat Pump","Ground to Water (space heating)","Thermia Diplomat 6","Thermia Diplomat 6","Thermia Heat Pumps","MCS HP0187/01","BRE",null,"ü YES"]
["ü Eligible","ü YES","2014-11-13",null,"Ground Source Heat Pump","Ground to Water (space heating)","Thermia Diplomat 6 SP","Thermia Diplomat 6 SP","Thermia Heat Pumps","MCS HP0187/06","BRE",null,"ü YES"]
["ü Eligible","ü YES","2014-11-13",null,"Ground Source Heat Pump","Ground to Water (space heating)","Thermia Diplomat 8","Thermia Diplomat 8","Thermia Heat Pumps","MCS HP0187/02","BRE",null,"ü YES"]
["ü Eligible","ü YES","2014-11-13",null,"Ground Source Heat Pump","Ground to water (space heating)","Thermia Diplomat 8 SP","Thermia Diplomat 8 SP","Thermia Heat Pumps","MCS HP0187/07",4.0009062745930084,null,"ü YES"]
["ü Eligible","ü YES","2014-11-13",null,"Ground Source Heat Pump","Ground to water (space heating)","Thermia Diplomat Duo 10","Thermia Diplomat Duo 10","Thermia Heat Pumps","MCS HP0187/12",3.9905354615776694,null,"ü YES"]
["ü Eligible","ü YES","2014-11-13",null,"Ground Source Heat Pump","Ground to water (space heating)","Thermia Diplomat Duo 10 SP","Thermia Diplomat Duo 10 SP","Thermia Heat Pumps","MCS HP0187/17",3.9905354615776694,null,"ü YES",null,null,null,null,null,null,null,null,null,null,null,null,null,null,null,null,null,null,null,null,null,null,null,"Kiwa","YES"]
["ü Eligible","ü YES","2014-11-13",null,"Ground Source Heat Pump","Ground to water (space heating)","Thermia Diplomat Duo 12","Thermia Diplomat Duo 12","Thermia Heat Pumps","MCS HP0187/13",4.2937267316013275,null,"ü YES"]
["ü Eligible","ü YES","2014-11-13",null,"Ground Source Heat Pump","Ground to water (space heating)","Thermia Diplomat Duo 12 SP","Thermia Diplomat Duo 12 SP","Thermia Heat Pumps","MCS HP0187/18",4.2937267316013275,null,"ü YES"]
["ü Eligible","ü YES","2014-11-13",null,"Ground Source Heat Pump","Ground to water (space heating)","Thermia Diplomat Duo 16","Thermia Diplomat Duo 16","Thermia Heat Pumps","MCS HP0187/14",3.9435683842601303,null,"ü YES"]
["ü Eligible","ü YES","2014-11-13",null,"Ground Source Heat Pump","Ground to water (space heating)","Thermia Diplomat Duo 6","Thermia Diplomat Duo 6","Thermia Heat Pumps","MCS HP0187/10",3.7742416642637924,null,"ü YES"]
["ü Eligible","ü YES","2014-11-13",null,"Ground Source Heat Pump","Ground to water (space heating)","Thermia Diplomat Duo 6 SP","Thermia Diplomat Duo 6 SP","Thermia Heat Pumps","MCS HP0187/15",3.7742416642637924,null,"ü YES"]
["ü Eligible","ü YES","2014-11-13",null,"Ground Source Heat Pump","Ground to water (space heating)","Thermia Diplomat Duo 8","Thermia Diplomat Duo 8","Thermia Heat Pumps","MCS HP0187/11",4.0009062745930084,null,"ü YES"]
["ü Eligible","ü YES","2014-11-13",null,"Ground Source Heat Pump","Ground to water (space heating)","Thermia Diplomat Duo 8 SP","Thermia Diplomat Duo 8 SP","Thermia Heat Pumps","MCS HP0187/16",4.0009062745930084,null,"ü YES"]
["ü Eligible","ü YES","2014-11-13",null,"Ground Source Heat Pump","Ground to Water (space heating)","Thermia Robust Eco 22","Thermia Robust Eco 22","Thermia Heat Pumps","MCS HP0187/20",4.2446156350334219,null,"ü YES"]
["ü Eligible","ü YES","2013-04-12",null,"Ground Source Heat Pump","Ground to Water (space heating)","WPF 10 basic","WPF 10 basic","Stiebel Eltron UK Limited","MCS HP0046/35","BRE",null,"ü YES"]
["ü Eligible","û NO","2012-03-09","2017-09-06","Ground Source Heat Pump","Ground to Water (space heating)","WPF 10 cool","WPF 10 cool","Stiebel Eltron UK Limited","MCS HP0046/22","BRE",null,"ü YES",null,null,null,null,null,null,2.6689532544650585,2.6550823046622054,0,0,0,0,0,0,0,0,0,0,0,"Yes",null,null,null,"Kiwa"]
["ü Eligible","û NO","2012-03-09","2017-09-06","Ground Source Heat Pump","Ground to Water (space heating)","WPF 10 E","WPF 10 E","Stiebel Eltron UK Limited","MCS HP0046/21","BRE",null,"ü YES"]
["ü Eligible","ü YES","2011-05-16",null,"Ground Source Heat Pump","Ground to Water (space heating)","WPF 10 MS","WPF 10 MS","Stiebel Eltron UK Limited","MCS HP0046/10","BRE",null,"ü YES"]
["ü Eligible","ü YES","2011-02-23",null,"Ground Source Heat Pump","Ground to Water (space heating)","WPF 10 S","WPF 10 S Basic","Stiebel Eltron UK Limited","MCS HP0046/8","BRE",null,"ü YES"]
["ü Eligible","ü YES","2013-02-08",null,"Ground Source Heat Pump","Ground to Water (space heating)","WPF 13 basic","WPF 13 basic","Stiebel Eltron UK Limited","MCS HP0046/32","BRE",null,"ü YES"]
["ü Eligible","ü YES","2013-06-18",null,"Ground Source Heat Pump","Ground to Water (space heating)","WPF 14 SET S","WPF 14 SET S","Stiebel Eltron UK Limited","MCS HP0046/13","BRE",null,"ü YES"]
["ü Eligible","ü YES","2013-06-18",null,"Ground Source Heat Pump","Ground to Water (space heating)","WPF 17 SET S","WPF 17 SET S","Stiebel Eltron UK Limited","MCS HP0046/14","BRE",null,"ü YES"]
["ü Eligible","ü YES","2012-07-17",null,"Ground Source Heat Pump","Ground to Water (space heating)","WPF 20","WPF 20","Stiebel Eltron UK Limited","MCS HP0046/23","BRE",null,"ü YES"]
["ü Eligible","ü YES","2011-08-26",null,"Ground Source Heat Pump","Ground to Water (space heating)","WPF 20 SET S","WPF 20 SET S","Stiebel Eltron UK Limited","MCS HP0046/15","BRE",null,"ü YES"]
["ü Eligible","ü YES","2012-07-17",null,"Ground Source Heat Pump","Ground to Water (space heating)","WPF 27","WPF 27","Stiebel Eltron UK Limited","MCS HP0046/24","BRE",null,"ü YES"]
["ü Eligible","ü YES","2011-08-26",null,"Ground Source Heat Pump","Ground to Water (space heating)","WPF 27 HT","WPF 27 HT","Stiebel Eltron UK Limited","MCS HP0046/16","BRE",null,"ü YES"]
["ü Eligible","ü YES","2012-10-22",null,"Ground Source Heat Pump","Ground to Water (space heating)","WPF 35","WPF 35","Stiebel Eltron UK Limited","MCS HP0046/28","BRE",null,"ü YES"]
["ü Eligible","ü YES","2012-07-17",null,"Ground Source Heat Pump","Ground to Water (space heating)","WPF 40","WPF 40","Stiebel Eltron UK Limited","MCS HP0046/25","BRE",null,"ü YES"]
["ü Eligible","ü YES","2013-04-12",null,"Ground Source Heat Pump","Ground to Water (space heating)","WPF 5 basic","WPF 5 basic","Stiebel Eltron UK Limited","MCS HP0046/33","BRE",null,"ü YES"]
["ü Eligible","û NO","2012-03-09","2017-09-06","Ground Source Heat Pump","Ground to Water (space heating)","WPF 5 cool","WPF 5 cool","Stiebel Eltron UK Limited","MCS HP0046/20","BRE",null,"ü YES"]
["ü Eligible","û NO","2012-03-09","2017-09-06","Ground Source Heat Pump","Ground to Water (space heating)","WPF 5 E","WPF 5 E","Stiebel Eltron UK Limited","MCS HP0046/19","BRE",null,"ü YES"]
["ü Eligible","ü YES","2011-02-23",null,"Ground Source Heat Pump","Ground to Water (space heating)","WPF 5 S","WPF 5 S basic","Stiebel Eltron UK Limited","MCS HP0046/6","BRE",null,"ü YES"]
["ü Eligible","ü YES","2013-04-12",null,"Ground Source Heat Pump","Ground to Water (space heating)","WPF 7 basic","WPF 7 basic","Stiebel Eltron UK Limited","MCS HP0046/34","BRE",null,"ü YES"]
["ü Eligible","ü YES","2015-04-08",null,"Ground Source Heat Pump","Ground to Water (space heating)","WPF 7 MS","WPF 7 MS","Stiebel Eltron UK Limited","MCS HP0046/09","BRE",null,"ü YES"]
["ü Eligible","ü YES","2011-02-23",null,"Ground Source Heat Pump","Ground to Water (space heating)","WPF 7 S","WPF 7 S basic","Stiebel Eltron UK Limited","MCS HP0046/7","BRE",null,"ü YES"]
["ü Eligible","ü YES","2014-12-19",null,"Ground Source Heat Pump","Ground to Water (space heating/hot water)","CTC EcoHeat 406 (1 phase)","CTC EcoHeat 406 (1 phase)","CTC Division, Enertech Limited","MCS HP0023/36","BRE",null,"ü YES"]
["ü Eligible","ü YES","2014-12-19",null,"Ground Source Heat Pump","Ground to Water (space heating/hot water)","CTC EcoHeat 406 (3 phase)","CTC EcoHeat 406 (3 phase)","CTC Division, Enertech Limited","MCS HP0023/35","BRE",null,"ü YES"]
["ü Eligible","ü YES","2014-12-19",null,"Ground Source Heat Pump","Ground to Water (space heating/hot water)","CTC EcoHeat 408 (1 phase)","CTC EcoHeat 408 (1 phase)","CTC Division, Enertech Limited","MCS HP0023/38","BRE",null,"ü YES"]
["ü Eligible","ü YES","2014-12-19",null,"Ground Source Heat Pump","Ground to Water (space heating/hot water)","CTC EcoHeat 408 (3 phase)","CTC EcoHeat 408 (3 phase)","CTC Division, Enertech Limited","MCS HP0023/37","BRE",null,"ü YES"]
["ü Eligible","ü YES","2014-12-19",null,"Ground Source Heat Pump","Ground to Water (space heating/hot water)","CTC EcoHeat 410 (1 phase)","CTC EcoHeat 410 (1 phase)","CTC Division, Enertech Limited","MCS HP0023/40","BRE",null,"ü YES"]
["ü Eligible","ü YES","2014-12-19",null,"Ground Source Heat Pump","Ground to Water (space heating/hot water)","CTC EcoHeat 410 (3 phase)","CTC EcoHeat 410 (3 phase)","CTC Division, Enertech Limited","MCS HP0023/39","BRE",null,"ü YES"]
["ü Eligible","ü YES","2014-12-19",null,"Ground Source Heat Pump","Ground to Water (space heating/hot water)","CTC EcoHeat 412 (1 phase)","CTC EcoHeat 412 (1 phase)","CTC Division, Enertech Limited","MCS HP0023/42","BRE",null,"ü YES"]
["ü Eligible","ü YES","2014-12-19",null,"Ground Source Heat Pump","Ground to Water (space heating/hot water)","CTC EcoHeat 412 (3 phase)","CTC EcoHeat 412 (3 phase)","CTC Division, Enertech Limited","MCS HP0023/41","BRE",null,"ü YES"]
["ü Eligible","ü YES","2010-03-01",null,"Ground Source Heat Pump","Ground to water (space heating/hot water)","NIBE","F1145-12 (12kW Single Phase)","NIBE Energy Systems Limited","MCS HP0003/19",null,null,"ü YES"]
["ü Eligible","ü YES","2010-03-01",null,"Ground Source Heat Pump","Ground to water (space heating/hot water)","NIBE","F1145-15 (15kW 3 X 400V)","NIBE Energy Systems Limited","MCS HP0003/20",null,null,"ü YES"]
["ü Eligible","ü YES","2010-03-01",null,"Ground Source Heat Pump","Ground to water (space heating/hot water)","NIBE","F1145-17 (17kW 3 X 400V)","NIBE Energy Systems Limited","MCS HP0003/21",null,null,"ü YES"]
["ü Eligible","ü YES","2010-03-01",null,"Ground Source Heat Pump","Ground to water (space heating/hot water)","NIBE","F1145-5 (5kW Single Phase)","NIBE Energy Systems Limited","MCS HP0003/17",null,null,"ü YES"]
["ü Eligible","ü YES","2010-03-01",null,"Ground Source Heat Pump","Ground to water (space heating/hot water)","NIBE","F1145-8 (8kW Single Phase)","NIBE Energy Systems Limited","MCS HP0003/18",null,null,"ü YES"]
["ü Eligible","ü YES","2010-03-01",null,"Ground Source Heat Pump","Ground to water (space heating/hot water)","NIBE","F1245-12 (12kW Single Phase)","NIBE Energy Systems Limited","MCS HP0003/24",null,null,"ü YES"]
["ü Eligible","ü YES","2010-03-01",null,"Ground Source Heat Pump","Ground to water (space heating/hot water)","NIBE","F1245-5 (5kW Single Phase)","NIBE Energy Systems Limited","MCS HP0003/22",null,null,"ü YES"]
["ü Eligible","ü YES","2010-03-01",null,"Ground Source Heat Pump","Ground to water (space heating/hot water)","NIBE","F1245-8 (8kW Single Phase)","NIBE Energy Systems Limited","MCS HP0003/23",null,null,"ü YES"]
["ü Eligible","ü YES","2014-07-04",null,"Ground Source Heat Pump","Ground to water (space heating/hot water)","NIBE F1145-10 (10kW Single Phase)","NIBE F1145-10 (10kW Single Phase)","NIBE Energy Systems Limited","MCS HP0003/41",null,null,"ü YES"]
["ü Eligible","ü YES","2014-07-04",null,"Ground Source Heat Pump","Ground to water (space heating/hot water)","NIBE F1245-10 (10kW Single Phase)","NIBE F1245-10 (10kW Single Phase)","NIBE Energy Systems Limited","MCS HP0003/42",null,null,"ü YES"]
["ü Eligible","û NO","2012-01-11","2017-05-12","Ground Source Heat Pump","Water/ brine to Water","CTC EcoHeat 10.5","CTC EcoHeat 10.5","CTC Division, Enertech Limited","MCS HP0023/15","BRE",null,"ü YES"]
["ü Eligible","û NO","2012-01-11","2017-05-12","Ground Source Heat Pump","Water/ brine to Water","CTC EcoHeat 12","CTC EcoHeat 12","CTC Division, Enertech Limited","MCS HP0023/16","BRE",null,"ü YES"]
["ü Eligible","û NO","2012-07-11",null,"Ground Source Heat Pump","Water/ brine to Water","CTC EcoHeat 306","CTC EcoHeat 306","CTC Division, Enertech Limited","MCS HP0023/17","BRE",null,"ü YES"]
["ü Eligible","û NO","2012-07-11",null,"Ground Source Heat Pump","Water/ brine to Water","CTC EcoHeat 308","CTC EcoHeat 308","CTC Division, Enertech Limited","MCS HP0023/18","BRE",null,"ü YES"]
["ü Eligible","û NO","2012-07-11",null,"Ground Source Heat Pump","Water/ brine to Water","CTC EcoHeat 310","CTC EcoHeat 310","CTC Division, Enertech Limited","MCS HP0023/19","BRE",null,"ü YES"]
["ü Eligible","û NO","2013-09-09",null,"Ground Source Heat Pump","Water/ brine to Water","CTC EcoHeat 312","CTC EcoHeat 312","CTC Division, Enertech Limited","MCS HP0023/25","BRE",null,"ü YES"]
["ü Eligible","û NO","2012-01-11","2017-05-12","Ground Source Heat Pump","Water/ brine to Water","CTC EcoHeat 8.5","CTC EcoHeat 8.5","CTC Division, Enertech Limited","MCS HP0023/14","BRE",null,"ü YES"]
["ü Eligible","ü YES","2013-03-25",null,"Ground Source Heat Pump","Water/ brine to Water","CTC EcoPart","CTC EcoPart 406","CTC Division, Enertech Limited","MCS HP0023/20","BRE",null,"ü YES"]
["ü Eligible","ü YES","2013-03-25",null,"Ground Source Heat Pump","Water/ brine to Water","CTC EcoPart","CTC EcoPart 408","CTC Division, Enertech Limited","MCS HP0023/21","BRE",null,"ü YES"]
["ü Eligible","ü YES","2013-03-25",null,"Ground Source Heat Pump","Water/ brine to Water","CTC EcoPart","CTC EcoPart 410","CTC Division, Enertech Limited","MCS HP0023/22","BRE",null,"ü YES"]
["ü Eligible","ü YES","2013-03-25",null,"Ground Source Heat Pump","Water/ brine to Water","CTC EcoPart","CTC EcoPart 414","CTC Division, Enertech Limited","MCS HP0023/23","BRE",null,"ü YES"]
["ü Eligible","ü YES","2013-03-25",null,"Ground Source Heat Pump","Water/ brine to Water","CTC EcoPart","CTC EcoPart 417","CTC Division, Enertech Limited","MCS HP0023/24","BRE",null,"ü YES"]
["ü Eligible","û NO","2011-11-01","2017-05-12","Ground Source Heat Pump","Water/ brine to Water","CTC EcoPart 10.5","CTC EcoPart 10.5","CTC Division, Enertech Limited","MCS HP0023/12","BRE",null,"ü YES"]
["ü Eligible","û NO","2011-11-01","2017-05-12","Ground Source Heat Pump","Water/ brine to Water","CTC EcoPart 12","CTC EcoPart 12","CTC Division, Enertech Limited","MCS HP0023/13","BRE",null,"ü YES"]
["ü Eligible","ü YES","2013-09-09",null,"Ground Source Heat Pump","Water/ brine to Water","CTC EcoPart 412","CTC EcoPart 412","CTC Division, Enertech Limited","MCS HP0023/26","BRE",null,"ü YES"]
["ü Eligible","û NO","2013-09-18","2017-05-12","Ground Source Heat Pump","Water/ brine to Water","CTC EcoPart 424","CTC EcoPart 424","CTC Division, Enertech Limited","MCS HP0023/27","BRE",null,"ü YES"]
["ü Eligible","û NO","2013-09-18","2017-05-12","Ground Source Heat Pump","Water/ brine to Water","CTC EcoPart 434","CTC EcoPart 434","CTC Division, Enertech Limited","MCS HP0023/28","BRE",null,"ü YES"]
["ü Eligible","û NO","2011-11-01","2017-05-12","Ground Source Heat Pump","Water/ brine to Water","CTC EcoPart 8.5","CTC EcoPart 8.5","CTC Division, Enertech Limited","MCS HP0023/11","BRE",null,"ü YES"]
["ü Eligible","û NO","2009-07-07","2017-05-12","Ground Source Heat Pump","Water/ brine to Water","De Longhi Professional","BWR 0025M MTD/S","Climaveneta S.p.A.","MCS HP0005/20","BRE",null,"ü YES"]
["ü Eligible","û NO","2009-05-28","2017-05-12","Ground Source Heat Pump","Water/ brine to Water","De Longhi Professional","BWR 0025T MTD","Climaveneta S.p.A.","MCS HP0005/06","BRE",null,"ü YES"]
["ü Eligible","û NO","2009-05-28","2017-05-12","Ground Source Heat Pump","Water/ brine to Water","De Longhi Professional","BWR 0031M MTD/S","Climaveneta S.p.A.","MCS HP0005/13","BRE",null,"ü YES"]
["ü Eligible","û NO","2009-05-28","2017-05-12","Ground Source Heat Pump","Water/ brine to Water","De Longhi Professional","BWR 0041M MTD/S","Climaveneta S.p.A.","MCS HP0005/14","BRE",null,"ü YES"]
["ü Eligible","û NO","2009-05-28","2017-05-12","Ground Source Heat Pump","Water/ brine to Water","De Longhi Professional","BWR 0061T MTD","Climaveneta S.p.A.","MCS HP0005/07","BRE",null,"ü YES"]
["ü Eligible","û NO","2010-10-20","2017-05-12","Ground Source Heat Pump","Water/ brine to Water","De Longhi Professional","BWR 0071T MTD","Climaveneta S.p.A.","MCS HP0005/23","BRE",null,"ü YES"]
["ü Eligible","û NO","2010-10-20","2017-05-12","Ground Source Heat Pump","Water/ brine to Water","De Longhi Professional","BWR 0091T MTD","Climaveneta S.p.A.","MCS HP0005/24","BRE",null,"ü YES"]
["ü Eligible","û NO","2009-05-28","2017-05-12","Ground Source Heat Pump","Water/ brine to Water","De Longhi Professional","BWR 0121T MTD","Climaveneta S.p.A.","MCS HP0005/08","BRE",null,"ü YES"]
["ü Eligible","û NO","2012-12-18","2017-05-12","Ground Source Heat Pump","Water/ brine to Water","Dè Longhi Professional BWR 0011MS MTD2","Dè Longhi Professional BWR 0011MS MTD2","Climaveneta S.p.A.","MCS HP0005/31","BRE",null,"ü YES"]
["ü Eligible","û NO","2012-12-18","2017-05-12","Ground Source Heat Pump","Water/ brine to Water","Dè Longhi Professional BWR 0025MS MTD2","Dè Longhi Professional BWR 0025MS MTD2","Climaveneta S.p.A.","MCS HP0005/32","BRE",null,"ü YES"]
["ü Eligible","û NO","2012-12-18","2017-05-12","Ground Source Heat Pump","Water/ brine to Water","Dè Longhi Professional BWR 0031MS MTD2","Dè Longhi Professional BWR 0031MS MTD2","Climaveneta S.p.A.","MCS HP0005/33","BRE",null,"ü YES"]
["ü Eligible","û NO","2012-12-18","2017-05-12","Ground Source Heat Pump","Water/ brine to Water","Dè Longhi Professional BWR 0041MS MTD2","Dè Longhi Professional BWR 0041MS MTD2","Climaveneta S.p.A.","MCS HP0005/34","BRE",null,"ü YES"]
["ü Eligible","û NO","2012-12-18","2017-05-12","Ground Source Heat Pump","Water/ brine to Water","Dè Longhi Professional BWR 0051T MTD","Dè Longhi Professional BWR 0051T MTD","Climaveneta S.p.A.","MCS HP0005/30","BRE",null,"ü YES"]
["ü Eligible","û NO","2012-12-18","2017-05-12","Ground Source Heat Pump","Water/ brine to Water","Dè Longhi Professional BWR 0061T MTD2","Dè Longhi Professional BWR 0061T MTD2","Climaveneta S.p.A.","MCS HP0005/35","BRE",null,"ü YES"]
["ü Eligible","û NO","2012-12-18","2017-05-12","Ground Source Heat Pump","Water/ brine to Water","Dè Longhi Professional BWR 0071T MTD2","Dè Longhi Professional BWR 0071T MTD2","Climaveneta S.p.A.","MCS HP0005/36","BRE",null,"ü YES"]
["ü Eligible","û NO","2012-12-18","2017-05-12","Ground Source Heat Pump","Water/ brine to Water","Dè Longhi Professional BWR 0091T MTD2 ","Dè Longhi Professional BWR 0091T MTD2 ","Climaveneta S.p.A.","MCS HP0005/37","BRE",null,"ü YES"]
["ü Eligible","û NO","2012-12-18","2017-05-12","Ground Source Heat Pump","Water/ brine to Water","Dè Longhi Professional BWR 0101T MTD2 ","Dè Longhi Professional BWR 0101T MTD2 ","Climaveneta S.p.A.","MCS HP0005/38","BRE",null,"ü YES"]
["ü Eligible","û NO","2012-12-18","2017-05-12","Ground Source Heat Pump","Water/ brine to Water","Dè Longhi Professional BWR 0121T MTD2","Dè Longhi Professional BWR 0121T MTD2","Climaveneta S.p.A.","MCS HP0005/39","BRE",null,"ü YES"]
["ü Eligible","ü YES","2013-02-01",null,"Ground Source Heat Pump","Water/ brine to Water","Greenstore Combi","11kW SP LECP","Bosch Thermotechnik GmbH","MCS HP0015/31","BRE",null,"ü YES"]
["ü Eligible","ü YES","2013-02-01",null,"Ground Source Heat Pump","Water/ brine to Water","Greenstore Combi","6kW SP LECP","Bosch Thermotechnik GmbH","MCS HP0015/28","BRE",null,"ü YES",null,null,null,null,null,null,null,null,null,null,null,null,null,null,null,null,null,null,null,"Yes",null,null,null,"BBA"]
["ü Eligible","ü YES","2013-02-01",null,"Ground Source Heat Pump","Water/ brine to Water","Greenstore Combi","7kW SP LECP","Bosch Thermotechnik GmbH","MCS HP0015/29","BRE",null,"ü YES"]
["ü Eligible","ü YES","2013-02-01",null,"Ground Source Heat Pump","Water/ brine to Water","Greenstore Combi","9kW SP LECP","Bosch Thermotechnik GmbH","MCS HP0015/30","BRE",null,"ü YES",null,null,null,null,null,null,null,null,null,null,null,null,null,null,null,null,null,null,null,"Yes",null,null,null,"BBA","NO"]
["ü Eligible","ü YES","2013-02-01",null,"Ground Source Heat Pump","Water/ brine to Water","Greenstore System","11kW SP LECP","Bosch Thermotechnik GmbH","MCS HP0015/27","BRE",null,"ü YES"]
["ü Eligible","ü YES","2013-02-01",null,"Ground Source Heat Pump","Water/ brine to Water","Greenstore System","6kW SP LECP","Bosch Thermotechnik GmbH","MCS HP0015/24","BRE",null,"ü YES"]
["ü Eligible","ü YES","2013-02-01",null,"Ground Source Heat Pump","Water/ brine to Water","Greenstore System","7kW SP LECP","Bosch Thermotechnik GmbH","MCS HP0015/25","BRE",null,"ü YES"]
["ü Eligible","ü YES","2013-02-01",null,"Ground Source Heat Pump","Water/ brine to Water","Greenstore System","9kW SP LECP","Bosch Thermotechnik GmbH","MCS HP0015/26","BRE",null,"ü YES"]
["ü Eligible","ü YES","2012-12-03",null,"Ground Source Heat Pump","Water/ brine to Water","IVT Greenline HE C11 (Single Phase)","IVT Greenline HE C11 (Single Phase)","Bosch Thermotechnik GmbH","MCS HP0016/37","BRE",null,"ü YES"]
["ü Eligible","ü YES","2012-12-03",null,"Ground Source Heat Pump","Water/ brine to Water","IVT Greenline HE C11 (Three Phase)","IVT Greenline HE C11 (Three Phase)","Bosch Thermotechnik GmbH","MCS HP0016/38","BRE",null,"ü YES"]
["ü Eligible","ü YES","2012-12-03",null,"Ground Source Heat Pump","Water/ brine to Water","IVT Greenline HE C6 (Single Phase)","IVT Greenline HE C6 (Single Phase)","Bosch Thermotechnik GmbH","MCS HP0016/31","BRE",null,"ü YES"]
["ü Eligible","ü YES","2012-12-03",null,"Ground Source Heat Pump","Water/ brine to Water","IVT Greenline HE C6 (Three Phase) ","IVT Greenline HE C6 (Three Phase) ","Bosch Thermotechnik GmbH","MCS HP0016/32","BRE",null,"ü YES"]
["ü Eligible","ü YES","2012-12-03",null,"Ground Source Heat Pump","Water/ brine to Water","IVT Greenline HE C7 (Single Phase)","IVT Greenline HE C7 (Single Phase)","Bosch Thermotechnik GmbH","MCS HP0016/33","BRE",null,"ü YES"]
["ü Eligible","ü YES","2012-12-03",null,"Ground Source Heat Pump","Water/ brine to Water","IVT Greenline HE C7 (Three Phase)","IVT Greenline HE C7 (Three Phase)","Bosch Thermotechnik GmbH","MCS HP0016/34","BRE",null,"ü YES"]
["ü Eligible","ü YES","2012-12-03",null,"Ground Source Heat Pump","Water/ brine to Water","IVT Greenline HE C9 (Single Phase)","IVT Greenline HE C9 (Single Phase)","Bosch Thermotechnik GmbH","MCS HP0016/35","BRE",null,"ü YES"]
["ü Eligible","ü YES","2012-12-03",null,"Ground Source Heat Pump","Water/ brine to Water","IVT Greenline HE C9 (Three Phase)","IVT Greenline HE C9 (Three Phase)","Bosch Thermotechnik GmbH","MCS HP0016/36","BRE",null,"ü YES"]
["ü Eligible","ü YES","2012-12-03",null,"Ground Source Heat Pump","Water/ brine to Water","IVT Greenline HE E11 (Single Phase)","IVT Greenline HE E11 (Single Phase)","Bosch Thermotechnik GmbH","MCS HP0016/27","BRE",null,"ü YES"]
["ü Eligible","ü YES","2012-12-03",null,"Ground Source Heat Pump","Water/ brine to Water","IVT Greenline HE E11 (Three Phase)","IVT Greenline HE E11 (Three Phase)","Bosch Thermotechnik GmbH","MCS HP0016/28","BRE",null,"ü YES"]
["ü Eligible","ü YES","2012-12-03",null,"Ground Source Heat Pump","Water/ brine to Water","IVT Greenline HE E14 (Three Phase)","IVT Greenline HE E14 (Three Phase)","Bosch Thermotechnik GmbH","MCS HP0016/29","BRE",null,"ü YES"]
["ü Eligible","ü YES","2012-12-03",null,"Ground Source Heat Pump","Water/ brine to Water","IVT Greenline HE E17 (Three Phase)","IVT Greenline HE E17 (Three Phase)","Bosch Thermotechnik GmbH","MCS HP0016/30","BRE",null,"ü YES"]
["ü Eligible","ü YES","2012-12-03",null,"Ground Source Heat Pump","Water/ brine to Water","IVT Greenline HE E6 (Single Phase)","IVT Greenline HE E6 (Single Phase)","Bosch Thermotechnik GmbH","MCS HP0016/21","BRE",null,"ü YES"]
["ü Eligible","ü YES","2012-12-03",null,"Ground Source Heat Pump","Water/ brine to Water","IVT Greenline HE E6 (Three Phase)","IVT Greenline HE E6 (Three Phase)","Bosch Thermotechnik GmbH","MCS HP0016/22","BRE",null,"ü YES"]
["ü Eligible","ü YES","2012-12-03",null,"Ground Source Heat Pump","Water/ brine to Water","IVT Greenline HE E7 (Single Phase)","IVT Greenline HE E7 (Single Phase)","Bosch Thermotechnik GmbH","MCS HP0016/23","BRE",null,"ü YES"]
["ü Eligible","ü YES","2012-12-03",null,"Ground Source Heat Pump","Water/ brine to Water","IVT Greenline HE E7 (Three Phase)","IVT Greenline HE E7 (Three Phase)","Bosch Thermotechnik GmbH","MCS HP0016/24","BRE",null,"ü YES"]
["ü Eligible","ü YES","2012-12-03",null,"Ground Source Heat Pump","Water/ brine to Water","IVT Greenline HE E9 (Single Phase)","IVT Greenline HE E9 (Single Phase)","Bosch Thermotechnik GmbH","MCS HP0016/25","BRE",null,"ü YES"]
["ü Eligible","ü YES","2012-12-03",null,"Ground Source Heat Pump","Water/ brine to Water","IVT Greenline HE E9 (Three Phase)","IVT Greenline HE E9 (Three Phase)","Bosch Thermotechnik GmbH","MCS HP0016/26","BRE",null,"ü YES"]
["ü Eligible","ü YES","2010-04-01",null,"Ground Source Heat Pump","Water/ brine to Water","SIH 11 ME","SIH 11 ME","GDC Group Ltd (Dimplex)","MCS HP0017/03","BRE",null,"ü YES"]
["ü Eligible","ü YES","2011-07-22",null,"Ground Source Heat Pump","Water/ brine to Water","SIH 4 ME","SIH 4 ME","GDC Group Ltd (Dimplex)","MCS HP0017/22","BRE",null,"ü YES"]
["ü Eligible","ü YES","2009-12-08",null,"Ground Source Heat Pump","Water/ brine to Water","SIH 6 ME","SIH 6 ME","GDC Group Ltd (Dimplex)","MCS HP0017/01","BRE",null,"ü YES"]
["ü Eligible","ü YES","2011-05-27",null,"Ground Source Heat Pump","Water/ brine to Water","SIH 9 ME","SIH 9 ME","GDC Group Ltd (Dimplex)","MCS HP0017/15","BRE",null,"ü YES"]
["ü Eligible","ü YES","2012-10-25",null,"Ground Source Heat Pump","Water/ brine to Water","WRL040XH°°°°°°M","WRL040XH°°°°°°M","Aermec S.p.A.","MCS HP0152/13","BRE",null,"ü YES"]
["ü Eligible","ü YES","2012-10-25",null,"Ground Source Heat Pump","Water/ brine to Water","WRL040XH°°°P°°M","WRL040XH°°°P°°M","Aermec S.p.A.","MCS HP0152/14","BRE",null,"ü YES"]
["ü Eligible","ü YES","2015-09-11",null,"Ground/Water Source Heat Pump","Ground to Water","GMSW Ground Source units","GMSW 56 ","OCHSNER Warmepumpen","BBA 0037/19","BBA",null,"ü YES"]
["ü Eligible","ü YES","2015-09-11",null,"Ground/Water Source Heat Pump","Ground to Water","GMSW Ground Source units","GMSW 7 plus VX ","OCHSNER Warmepumpen","BBA 0037/18","BBA",null,"ü YES"]
["ü Eligible","ü YES","2015-10-23",null,"Ground/Water Source Heat Pump","Ground to Water ","Vitocal 350-G","BW 351.B27","Viessmann Ltd.","BSI KM 554512/16/2","BSI",null,"ü YES"]
["ü Eligible","ü YES","2015-10-23",null,"Ground/Water Source Heat Pump","Ground to Water ","Vitocal 350-G","BW 351.B33","Viessmann Ltd.","BSI KM 554512/16/3","BSI",null,"ü YES"]
["ü Eligible","ü YES","2015-10-23",null,"Ground/Water Source Heat Pump","Ground to Water ","Vitocal 350-G","BW 351.B42","Viessmann Ltd.","BSI KM 554512/16/4","BSI",null,"ü YES"]
["ü Eligible","ü YES","2015-10-23",null,"Ground/Water Source Heat Pump","Ground to Water ","Vitocal 350-G","BWS 351.B20","Viessmann Ltd.","BSI KM 554512/16/5","BSI",null,"ü YES"]
["ü Eligible","ü YES","2015-10-23",null,"Ground/Water Source Heat Pump","Ground to Water ","Vitocal 350-G","BWS 351.B27","Viessmann Ltd.","BSI KM 554512/16/6","BSI",null,"ü YES"]
["ü Eligible","ü YES","2015-10-23",null,"Ground/Water Source Heat Pump","Ground to Water ","Vitocal 350-G","BWS 351.B33","Viessmann Ltd.","BSI KM 554512/16/7","BSI",null,"ü YES"]
["ü Eligible","ü YES","2015-10-23",null,"Ground/Water Source Heat Pump","Ground to Water ","Vitocal 350-G","BWS 351.B42","Viessmann Ltd.","BSI KM 554512/16/8","BSI",null,"ü YES"]
["ü Eligible","ü YES","2013-12-20",null,"Ground/Water Source Heat Pump","Ground to Water (space heating)","Alpha Innotec SWC 120S","Alpha Innotec SWC 120S","ait-deutschland GmbH","MCS HP0135/08",4.6704030053464862,null,"ü YES"]
["ü Eligible","ü YES","2013-12-20",null,"Ground/Water Source Heat Pump","Ground to Water (space heating)","Alpha Innotec SWC 140S","Alpha Innotec SWC 140S","ait-deutschland GmbH","MCS HP0135/09",4.3892472141329675,null,"ü YES"]
["ü Eligible","ü YES","2017-11-24",null,"Ground/Water Source Heat Pump","Ground to Water (space heating)","Alpha Innotec SWCV 122H1","Alpha Innotec SWCV 122H1","ait-deutschland GmbH","MCS HP0135/15",null,null,"ü YES"]
["ü Eligible","ü YES","2017-11-24",null,"Ground/Water Source Heat Pump","Ground to Water (space heating)","Alpha Innotec SWCV 62H1","Alpha Innotec SWCV 62H1","ait-deutschland GmbH","MCS HP0135/13",null,null,"ü YES"]
["ü Eligible","ü YES","2017-11-24",null,"Ground/Water Source Heat Pump","Ground to Water (space heating)","Alpha Innotec SWCV 92H1","Alpha Innotec SWCV 92H1","ait-deutschland GmbH","MCS HP0135/14",null,null,"ü YES"]
["ü Eligible","ü YES","2017-04-07",null,"Ground/Water Source Heat Pump","Ground to Water (space heating)","Emi 22","Emi 22","Suomen Lampopumpputekniikka OY Ltd","MCS HP0106/31","BRE",null,"ü YES"]
["ü Eligible","ü YES","2015-05-15",null,"Ground/Water Source Heat Pump","Ground to Water (space heating)","Emi 28","Emi 28","Suomen Lampopumpputekniikka OY Ltd","MCS HP0106/27",null,null,"ü YES"]
["ü Eligible","ü YES","2015-06-19",null,"Ground/Water Source Heat Pump","Ground to Water (space heating)","Emi 43","Emi 43","Suomen Lampopumpputekniikka OY Ltd","MCS HP0106/29",null,null,"ü YES"]
["ü Eligible","ü YES","2015-05-15",null,"Ground/Water Source Heat Pump","Ground to Water (space heating)","Esi 11","Esi 11","Suomen Lampopumpputekniikka OY Ltd","MCS HP0106/23",null,null,"ü YES"]
["ü Eligible","ü YES","2015-05-15",null,"Ground/Water Source Heat Pump","Ground to Water (space heating)","Esi 11 1-phase","Esi 11 1-phase","Suomen Lampopumpputekniikka OY Ltd","MCS HP0106/24",null,null,"ü YES"]
["ü Eligible","ü YES","2015-05-15",null,"Ground/Water Source Heat Pump","Ground to Water (space heating)","Esi 14","Esi 14","Suomen Lampopumpputekniikka OY Ltd","MCS HP0106/25",null,null,"ü YES"]
["ü Eligible","ü YES","2015-06-19",null,"Ground/Water Source Heat Pump","Ground to Water (space heating)","Esi 14 1-phase","Esi 14 1-phase","Suomen Lampopumpputekniikka OY Ltd","MCS HP0106/28",null,null,"ü YES"]
["ü Eligible","ü YES","2015-05-15",null,"Ground/Water Source Heat Pump","Ground to Water (space heating)","Esi 17","Esi 17","Suomen Lampopumpputekniikka OY Ltd","MCS HP0106/26",null,null,"ü YES"]
["ü Eligible","ü YES","2015-05-15",null,"Ground/Water Source Heat Pump","Ground to Water (space heating)","Esi 6","Esi 6","Suomen Lampopumpputekniikka OY Ltd","MCS HP0106/21",null,null,"ü YES"]
["ü Eligible","ü YES","2015-05-15",null,"Ground/Water Source Heat Pump","Ground to Water (space heating)","Esi 9","Esi 9","Suomen Lampopumpputekniikka OY Ltd","MCS HP0106/22",null,null,"ü YES"]
["ü Eligible","ü YES","2016-01-08",null,"Ground/Water Source Heat Pump","Ground to Water (space heating)","flexoTHERM 11kW (400V)","VWF 117/4","Vaillant Group UK Ltd","KIWA 00023/008 HP","Kiwa",null,"ü YES"]
["ü Eligible","ü YES","2016-01-08",null,"Ground/Water Source Heat Pump","Ground to Water (space heating)","flexoTHERM 11kW (400V) with floCOLLECT","VWF 117/4 + VWW 11/4 SI","Vaillant Group UK Ltd","KIWA 00023/009 HP","Kiwa",null,"ü YES"]
["ü Eligible","ü YES","2016-01-08",null,"Ground/Water Source Heat Pump","Ground to Water (space heating)","flexoTHERM 15kW (400V)","VWF 157/4","Vaillant Group UK Ltd","KIWA 00023/011 HP","Kiwa",null,"ü YES"]
["ü Eligible","ü YES","2016-01-08",null,"Ground/Water Source Heat Pump","Ground to Water (space heating)","flexoTHERM 15kW (400V) with floCOLLECT","VWF 157/4 + VWW 19/4 SI","Vaillant Group UK Ltd","KIWA 00023/012 HP","Kiwa",null,"ü YES"]
["ü Eligible","ü YES","2016-01-08",null,"Ground/Water Source Heat Pump","Ground to Water (space heating)","flexoTHERM 19kW (400V)","VWF 197/4","Vaillant Group UK Ltd","KIWA 00023/014 HP","Kiwa",null,"ü YES"]
["ü Eligible","ü YES","2016-01-08",null,"Ground/Water Source Heat Pump","Ground to Water (space heating)","flexoTHERM 19kW (400V) with floCOLLECT","VWF 197/4 + VWW 19/4 SI","Vaillant Group UK Ltd","KIWA 00023/015 HP","Kiwa",null,"ü YES"]
["ü Eligible","ü YES","2016-01-08",null,"Ground/Water Source Heat Pump","Ground to Water (space heating)","flexoTHERM 5kW (400V)","VWF 57/4","Vaillant Group UK Ltd","KIWA 00023/002 HP","Kiwa",null,"ü YES"]
["ü Eligible","ü YES","2016-01-08",null,"Ground/Water Source Heat Pump","Ground to Water (space heating)","flexoTHERM 5kW (400V) with floCOLLECT","VWF 57/4 + VWW 11/4 SI","Vaillant Group UK Ltd","KIWA 00023/003 HP","Kiwa",null,"ü YES"]
["ü Eligible","ü YES","2016-01-08",null,"Ground/Water Source Heat Pump","Ground to Water (space heating)","flexoTHERM 8kW (400V)","VWF 87/4","Vaillant Group UK Ltd","KIWA 00023/005 HP","Kiwa",null,"ü YES"]
["ü Eligible","ü YES","2016-01-08",null,"Ground/Water Source Heat Pump","Ground to Water (space heating)","flexoTHERM 8kW (400V) with floCOLLECT","VWF 87/4 + VWW 11/4 SI","Vaillant Group UK Ltd","KIWA 00023/006 HP","Kiwa",null,"ü YES"]
["ü Eligible","ü YES","2016-08-05",null,"Ground/Water Source Heat Pump","Ground to Water (space heating)","geoTHERM 22kW","VWS 220/3","Vaillant Group UK Ltd","KIWA 00023/024 HP","KIWA",null,"ü YES"]
["ü Eligible","ü YES","2016-08-05",null,"Ground/Water Source Heat Pump","Ground to Water (space heating)","geoTHERM 30kW","VWS 300/3","Vaillant Group UK Ltd","KIWA 00023/025 HP","KIWA",null,"ü YES",null,null,null,null,null,null,null,null,null,null,null,null,null,null,null,null,null,null,null,null,null,null,null,"BRE","YES"]
["ü Eligible","ü YES","2016-08-05",null,"Ground/Water Source Heat Pump","Ground to Water (space heating)","geoTHERM 38kW","VWS 380/3","Vaillant Group UK Ltd","KIWA 00023/026 HP","KIWA",null,"ü YES"]
["ü Eligible","ü YES","2016-08-05",null,"Ground/Water Source Heat Pump","Ground to Water (space heating)","geoTHERM 46kW","VWS 460/3","Vaillant Group UK Ltd","KIWA 00023/027 HP","KIWA",null,"ü YES"]
["ü Eligible","ü YES","2018-03-29",null,"Ground/Water Source Heat Pump","Ground to Water (space heating)","NIBE F1355 - 28 (Three Phase)","NIBE F1355 - 28 (Three Phase)","NIBE Energy Systems Limited","MCS HP0003/49",null,null,"ü YES"]
["ü Eligible","ü YES","2016-05-27",null,"Ground/Water Source Heat Pump","Ground to Water (space heating)","SI 35 TU","SI 35 TU","GDC Group Ltd (Dimplex)","MCS HP0017/38","BRE",null,"ü YES"]
["ü Eligible","ü YES","2016-07-15",null,"Ground/Water Source Heat Pump","Ground to Water (space heating)","TERRA SW 10 Complete 230V   ","TERRA SW 10 Complete 230V   ","IDM Energiesysteme GmbH","MCS HP0035/119","BRE",null,"ü YES"]
["ü Eligible","ü YES","2016-07-15",null,"Ground/Water Source Heat Pump","Ground to Water (space heating)","TERRA SW 10 Complete 230V   ","TERRA SW 10 Complete 230V   ","IDM Energiesysteme GmbH","MCS HP0035/119","BRE",null,"ü YES"]
["ü Eligible","ü YES","2016-07-15",null,"Ground/Water Source Heat Pump","Ground to Water (space heating)","TERRA SW 10 Complete 400 V  ","TERRA SW 10 Complete 400 V  ","IDM Energiesysteme GmbH","MCS HP0035/118","BRE",null,"ü YES"]
["ü Eligible","ü YES","2016-07-15",null,"Ground/Water Source Heat Pump","Ground to Water (space heating)","TERRA SW 10 Complete 400 V  ","TERRA SW 10 Complete 400 V  ","IDM Energiesysteme GmbH","MCS HP0035/118","BRE",null,"ü YES"]
["ü Eligible","ü YES","2013-08-07",null,"Ground/Water Source Heat Pump","Ground to Water (space heating)","TERRA SW 10 Complete HGL (1 phase)","TERRA SW 10 Complete HGL (1 phase)","IDM Energiesysteme GmbH","MCS HP0035/95","BRE",null,"ü YES"]
["ü Eligible","ü YES","2013-08-07",null,"Ground/Water Source Heat Pump","Ground to Water (space heating)","TERRA SW 10 Complete HGL (3 phase)","TERRA SW 10 Complete HGL (3 phase)","IDM Energiesysteme GmbH","MCS HP0035/94","BRE",null,"ü YES"]
["ü Eligible","ü YES","2016-07-15",null,"Ground/Water Source Heat Pump","Ground to Water (space heating)","TERRA SW 13 Complete 230V   ","TERRA SW 13 Complete 230V   ","IDM Energiesysteme GmbH","MCS HP0035/121","BRE",null,"ü YES"]
["ü Eligible","ü YES","2016-07-15",null,"Ground/Water Source Heat Pump","Ground to Water (space heating)","TERRA SW 13 Complete 230V   ","TERRA SW 13 Complete 230V   ","IDM Energiesysteme GmbH","MCS HP0035/121","BRE",null,"ü YES"]
["ü Eligible","ü YES","2016-07-15",null,"Ground/Water Source Heat Pump","Ground to Water (space heating)","TERRA SW 13 Complete 400 V ","TERRA SW 13 Complete 400 V ","IDM Energiesysteme GmbH","MCS HP0035/120","BRE",null,"ü YES"]
["ü Eligible","ü YES","2016-07-15",null,"Ground/Water Source Heat Pump","Ground to Water (space heating)","TERRA SW 13 Complete 400 V ","TERRA SW 13 Complete 400 V ","IDM Energiesysteme GmbH","MCS HP0035/120","BRE",null,"ü YES"]
["ü Eligible","ü YES","2013-08-07",null,"Ground/Water Source Heat Pump","Ground to Water (space heating)","TERRA SW 13 Complete HGL (1 phase)","TERRA SW 13 Complete HGL (1 phase)","IDM Energiesysteme GmbH","MCS HP0035/97","BRE",null,"ü YES"]
["ü Eligible","ü YES","2013-08-07",null,"Ground/Water Source Heat Pump","Ground to Water (space heating)","TERRA SW 13 Complete HGL (3 phase)","TERRA SW 13 Complete HGL (3 phase)","IDM Energiesysteme GmbH","MCS HP0035/96","BRE",null,"ü YES"]
["ü Eligible","ü YES","2014-02-21",null,"Ground/Water Source Heat Pump","Ground to Water (space heating)","TERRA SW 15 Twin 230V","TERRA SW 15 Twin 230V","IDM Energiesysteme GmbH","MCS HP0035/99","BRE",null,"ü YES"]
["ü Eligible","ü YES","2014-08-08",null,"Ground/Water Source Heat Pump","Ground to Water (space heating)","TERRA SW 15 Twin HGL 230V","TERRA SW 15 Twin HGL 230V","IDM Energiesysteme GmbH","MCS HP0035/100","BRE",null,"ü YES"]
["ü Eligible","ü YES","2016-07-15",null,"Ground/Water Source Heat Pump","Ground to Water (space heating)","TERRA SW 17 Complete 400 V","TERRA SW 17 Complete 400 V","IDM Energiesysteme GmbH","MCS HP0035/122","BRE",null,"ü YES"]
["ü Eligible","ü YES","2016-07-15",null,"Ground/Water Source Heat Pump","Ground to Water (space heating)","TERRA SW 17 Complete 400 V","TERRA SW 17 Complete 400 V","IDM Energiesysteme GmbH","MCS HP0035/122","BRE",null,"ü YES"]
["ü Eligible","ü YES","2013-08-07",null,"Ground/Water Source Heat Pump","Ground to Water (space heating)","TERRA SW 17 Complete HGL (3 phase)","TERRA SW 17 Complete HGL (3 phase)","IDM Energiesysteme GmbH","MCS HP0035/98","BRE",null,"ü YES"]
["ü Eligible","ü YES","2014-02-21",null,"Ground/Water Source Heat Pump","Ground to Water (space heating)","TERRA SW 20 Twin","TERRA SW 20 Twin","IDM Energiesysteme GmbH","MCS HP0035/101","BRE",null,"ü YES"]
["ü Eligible","ü YES","2014-02-21",null,"Ground/Water Source Heat Pump","Ground to Water (space heating)","TERRA SW 20 Twin 230V","TERRA SW 20 Twin 230V","IDM Energiesysteme GmbH","MCS HP0035/103","BRE",null,"ü YES"]
["ü Eligible","ü YES","2014-02-21",null,"Ground/Water Source Heat Pump","Ground to Water (space heating)","TERRA SW 20 Twin HGL","TERRA SW 20 Twin HGL","IDM Energiesysteme GmbH","MCS HP0035/102","BRE",null,"ü YES"]
["ü Eligible","ü YES","2014-08-08",null,"Ground/Water Source Heat Pump","Ground to Water (space heating)","TERRA SW 20 Twin HGL 230V","TERRA SW 20 Twin HGL 230V","IDM Energiesysteme GmbH","MCS HP0035/104","BRE",null,"ü YES"]
["ü Eligible","ü YES","2014-02-21",null,"Ground/Water Source Heat Pump","Ground to Water (space heating)","TERRA SW 26 Twin","TERRA SW 26 Twin","IDM Energiesysteme GmbH","MCS HP0035/105","BRE",null,"ü YES"]
["ü Eligible","ü YES","2014-02-21",null,"Ground/Water Source Heat Pump","Ground to Water (space heating)","TERRA SW 26 Twin 230V","TERRA SW 26 Twin 230V","IDM Energiesysteme GmbH","MCS HP0035/107","BRE",null,"ü YES"]
["ü Eligible","ü YES","2014-02-21",null,"Ground/Water Source Heat Pump","Ground to Water (space heating)","TERRA SW 26 Twin HGL","TERRA SW 26 Twin HGL","IDM Energiesysteme GmbH","MCS HP0035/106","BRE",null,"ü YES"]
["ü Eligible","ü YES","2014-08-08",null,"Ground/Water Source Heat Pump","Ground to Water (space heating)","TERRA SW 26 Twin HGL 230V","TERRA SW 26 Twin HGL 230V","IDM Energiesysteme GmbH","MCS HP0035/108","BRE",null,"ü YES"]
["ü Eligible","ü YES","2014-02-21",null,"Ground/Water Source Heat Pump","Ground to Water (space heating)","TERRA SW 35 Twin","TERRA SW 35 Twin","IDM Energiesysteme GmbH","MCS HP0035/109","BRE",null,"ü YES"]
["ü Eligible","ü YES","2014-02-21",null,"Ground/Water Source Heat Pump","Ground to Water (space heating)","TERRA SW 35 Twin HGL","TERRA SW 35 Twin HGL","IDM Energiesysteme GmbH","MCS HP0035/110","BRE",null,"ü YES"]
["ü Eligible","ü YES","2014-02-21",null,"Ground/Water Source Heat Pump","Ground to Water (space heating)","TERRA SW 42 Twin","TERRA SW 42 Twin","IDM Energiesysteme GmbH","MCS HP0035/111","BRE",null,"ü YES"]
["ü Eligible","ü YES","2014-11-13",null,"Ground/Water Source Heat Pump","Ground to Water (space heating)","TERRA SW 42 Twin HGL","TERRA SW 42 Twin HGL","IDM Energiesysteme GmbH","MCS HP0035/112","BRE",null,"ü YES"]
["ü Eligible","ü YES","2013-08-07",null,"Ground/Water Source Heat Pump","Ground to Water (space heating)","TERRA SW 6 (3 phase)","TERRA SW 6 (3 phase)","IDM Energiesysteme GmbH","MCS HP0035/91","BRE",null,"ü YES"]
["ü Eligible","ü YES","2016-07-15",null,"Ground/Water Source Heat Pump","Ground to Water (space heating)","TERRA SW 8 Complete 230V     ","TERRA SW 8 Complete 230V     ","IDM Energiesysteme GmbH","MCS HP0035/117","BRE",null,"ü YES"]
["ü Eligible","ü YES","2016-07-15",null,"Ground/Water Source Heat Pump","Ground to Water (space heating)","TERRA SW 8 Complete 230V     ","TERRA SW 8 Complete 230V     ","IDM Energiesysteme GmbH","MCS HP0035/117","BRE",null,"ü YES"]
["ü Eligible","ü YES","2016-07-15",null,"Ground/Water Source Heat Pump","Ground to Water (space heating)","TERRA SW 8 Complete 400 V    ","TERRA SW 8 Complete 400 V    ","IDM Energiesysteme GmbH","MCS HP0035/116","BRE",null,"ü YES"]
["ü Eligible","ü YES","2016-07-15",null,"Ground/Water Source Heat Pump","Ground to Water (space heating)","TERRA SW 8 Complete 400 V    ","TERRA SW 8 Complete 400 V    ","IDM Energiesysteme GmbH","MCS HP0035/116","BRE",null,"ü YES"]
["ü Eligible","ü YES","2013-08-07",null,"Ground/Water Source Heat Pump","Ground to Water (space heating)","TERRA SW 8 Complete HGL (1 phase)","TERRA SW 8 Complete HGL (1 phase)","IDM Energiesysteme GmbH","MCS HP0035/93","BRE",null,"ü YES"]
["ü Eligible","ü YES","2013-08-07",null,"Ground/Water Source Heat Pump","Ground to Water (space heating)","TERRA SW 8 Complete HGL (3 phase)","TERRA SW 8 Complete HGL (3 phase)","IDM Energiesysteme GmbH","MCS HP0035/92","BRE",null,"ü YES"]
["ü Eligible","ü YES","2014-11-13",null,"Ground/Water Source Heat Pump","Ground to Water (space heating)","Thermia Atec 11 230V","Thermia Atec 11 230V","Thermia Heat Pumps","MCS HP0187/74","BRE",null,"ü YES"]
["ü Eligible","ü YES","2014-11-13",null,"Ground/Water Source Heat Pump","Ground to Water (space heating)","Thermia Atec 11 400V","Thermia Atec 11 400V","Thermia Heat Pumps","MCS HP0187/68","BRE",null,"ü YES",null,null,null,null,null,null,null,null,null,null,null,null,null,null,null,null,null,null,null,null,null,null,null,"BRE","YES"]
["ü Eligible","ü YES","2014-11-13",null,"Ground/Water Source Heat Pump","Ground to Water (space heating)","Thermia Atec 13 230V","Thermia Atec 13 230V","Thermia Heat Pumps","MCS HP0187/75","BRE",null,"ü YES"]
["ü Eligible","ü YES","2014-11-13",null,"Ground/Water Source Heat Pump","Ground to Water (space heating)","Thermia Atec 13 400V","Thermia Atec 13 400V","Thermia Heat Pumps","MCS HP0187/69","BRE",null,"ü YES"]
["ü Eligible","ü YES","2014-11-13",null,"Ground/Water Source Heat Pump","Ground to Water (space heating)","Thermia Atec 16 230V","Thermia Atec 16 230V","Thermia Heat Pumps","MCS HP0187/76","BRE",null,"ü YES"]
["ü Eligible","ü YES","2014-11-13",null,"Ground/Water Source Heat Pump","Ground to Water (space heating)","Thermia Atec 16 400V","Thermia Atec 16 400V","Thermia Heat Pumps","MCS HP0187/70","BRE",null,"ü YES"]
["ü Eligible","ü YES","2014-11-13",null,"Ground/Water Source Heat Pump","Ground to Water (space heating)","Thermia Atec 18 400V","Thermia Atec 18 400V","Thermia Heat Pumps","MCS HP0187/71","BRE",null,"ü YES"]
["ü Eligible","ü YES","2014-11-13",null,"Ground/Water Source Heat Pump","Ground to Water (space heating)","Thermia Atec 6 230V","Thermia Atec 6 230V","Thermia Heat Pumps","MCS HP0187/72","BRE",null,"ü YES"]
["ü Eligible","ü YES","2014-11-13",null,"Ground/Water Source Heat Pump","Ground to Water (space heating)","Thermia Atec 6 400V","Thermia Atec 6 400V","Thermia Heat Pumps","MCS HP0187/66","BRE",null,"ü YES"]
["ü Eligible","ü YES","2014-11-13",null,"Ground/Water Source Heat Pump","Ground to Water (space heating)","Thermia Atec 9 230V","Thermia Atec 9 230V","Thermia Heat Pumps","MCS HP0187/73","BRE",null,"ü YES"]
["ü Eligible","ü YES","2014-11-13",null,"Ground/Water Source Heat Pump","Ground to Water (space heating)","Thermia Atec 9 400V","Thermia Atec 9 400V","Thermia Heat Pumps","MCS HP0187/67","BRE",null,"ü YES"]
["ü Eligible","ü YES","2014-11-13",null,"Ground/Water Source Heat Pump","Ground to Water (space heating)","Thermia Atria Optimum 10 230V","Thermia Atria Optimum 10 230V","Thermia Heat Pumps","MCS HP0187/83","BRE",null,"ü YES"]
["ü Eligible","ü YES","2014-11-13",null,"Ground/Water Source Heat Pump","Ground to Water (space heating)","Thermia Atria Optimum 10 400V","Thermia Atria Optimum 10 400V","Thermia Heat Pumps","MCS HP0187/79","BRE",null,"ü YES"]
["ü Eligible","ü YES","2014-11-13",null,"Ground/Water Source Heat Pump","Ground to Water (space heating)","Thermia Atria Optimum 12 230V","Thermia Atria Optimum 12 230V","Thermia Heat Pumps","MCS HP0187/84","BRE",null,"ü YES"]
["ü Eligible","ü YES","2014-11-13",null,"Ground/Water Source Heat Pump","Ground to Water (space heating)","Thermia Atria Optimum 12 400V","Thermia Atria Optimum 12 400V","Thermia Heat Pumps","MCS HP0187/80","BRE",null,"ü YES"]
["ü Eligible","ü YES","2014-11-13",null,"Ground/Water Source Heat Pump","Ground to Water (space heating)","Thermia Atria Optimum 6 230V","Thermia Atria Optimum 6 230V","Thermia Heat Pumps","MCS HP0187/81","BRE",null,"ü YES"]
["ü Eligible","ü YES","2014-11-13",null,"Ground/Water Source Heat Pump","Ground to Water (space heating)","Thermia Atria Optimum 6 400V","Thermia Atria Optimum 6 400V","Thermia Heat Pumps","MCS HP0187/77","BRE",null,"ü YES"]
["ü Eligible","ü YES","2014-11-13",null,"Ground/Water Source Heat Pump","Ground to Water (space heating)","Thermia Atria Optimum 8 230V","Thermia Atria Optimum 8 230V","Thermia Heat Pumps","MCS HP0187/82","BRE",null,"ü YES"]
["ü Eligible","ü YES","2014-11-13",null,"Ground/Water Source Heat Pump","Ground to Water (space heating)","Thermia Atria Optimum 8 400V","Thermia Atria Optimum 8 400V","Thermia Heat Pumps","MCS HP0187/78","BRE",null,"ü YES"]
["ü Eligible","ü YES","2014-11-13",null,"Ground/Water Source Heat Pump","Ground to Water (space heating)","Thermia Diplomat Duo Optimum G3 10","Thermia Diplomat Duo Optimum G3 10","Thermia Heat Pumps","MCS HP0187/91","BRE",null,"ü YES"]
["ü Eligible","ü YES","2014-11-13",null,"Ground/Water Source Heat Pump","Ground to Water (space heating)","Thermia Diplomat Duo Optimum G3 13","Thermia Diplomat Duo Optimum G3 13","Thermia Heat Pumps","MCS HP0187/92","BRE",null,"ü YES"]
["ü Eligible","ü YES","2014-11-13",null,"Ground/Water Source Heat Pump","Ground to Water (space heating)","Thermia Diplomat Duo Optimum G3 6","Thermia Diplomat Duo Optimum G3 6","Thermia Heat Pumps","MCS HP0187/89","BRE",null,"ü YES"]
["ü Eligible","ü YES","2014-11-13",null,"Ground/Water Source Heat Pump","Ground to Water (space heating)","Thermia Diplomat Duo Optimum G3 8","Thermia Diplomat Duo Optimum G3 8","Thermia Heat Pumps","MCS HP0187/90","BRE",null,"ü YES"]
["ü Eligible","ü YES","2014-11-13",null,"Ground/Water Source Heat Pump","Ground to Water (space heating)","Thermia Diplomat Optimum G3 10","Thermia Diplomat Optimum G3 10","Thermia Heat Pumps","MCS HP0187/87","BRE",null,"ü YES"]
["ü Eligible","ü YES","2014-11-13",null,"Ground/Water Source Heat Pump","Ground to Water (space heating)","Thermia Diplomat Optimum G3 13","Thermia Diplomat Optimum G3 13","Thermia Heat Pumps","MCS HP0187/88","BRE",null,"ü YES"]
["ü Eligible","ü YES","2014-11-13",null,"Ground/Water Source Heat Pump","Ground to Water (space heating)","Thermia Diplomat Optimum G3 6","Thermia Diplomat Optimum G3 6","Thermia Heat Pumps","MCS HP0187/85","BRE",null,"ü YES"]
["ü Eligible","ü YES","2014-11-13",null,"Ground/Water Source Heat Pump","Ground to Water (space heating)","Thermia Diplomat Optimum G3 8","Thermia Diplomat Optimum G3 8","Thermia Heat Pumps","MCS HP0187/86","BRE",null,"ü YES"]
["ü Eligible","ü YES","2016-01-08",null,"Ground/Water Source Heat Pump","Ground to Water (space heating)","Thermia Mega M","Thermia Mega M","Thermia Heat Pumps","MCS HP0187/94","BRE",null,"ü YES"]
["ü Eligible","ü YES","2015-05-07",null,"Ground/Water Source Heat Pump","Ground to Water (space heating)","WPC 05 S GB","WPC 05 S GB","Stiebel Eltron UK Limited","MCS HP0046/44","BRE",null,"ü YES"]
["ü Eligible","ü YES","2015-05-07",null,"Ground/Water Source Heat Pump","Ground to Water (space heating)","WPC 07 S GB","WPC 07 S GB","Stiebel Eltron UK Limited","MCS HP0046/45","BRE",null,"ü YES"]
["ü Eligible","ü YES","2015-05-07",null,"Ground/Water Source Heat Pump","Ground to Water (space heating)","WPC 10 S GB","WPC 10 S GB","Stiebel Eltron UK Limited","MCS HP0046/46","BRE",null,"ü YES"]
["ü Eligible","ü YES","2015-05-07",null,"Ground/Water Source Heat Pump","Ground to Water (space heating)","WPC 13 S GB","WPC 13 S GB","Stiebel Eltron UK Limited","MCS HP0046/47","BRE",null,"ü YES"]
["ü Eligible","ü YES","2015-05-07",null,"Ground/Water Source Heat Pump","Ground to Water (space heating)","WPF 05 S","WPF 05 S","Stiebel Eltron UK Limited","MCS HP0046/40","BRE",null,"ü YES"]
["ü Eligible","ü YES","2015-05-07",null,"Ground/Water Source Heat Pump","Ground to Water (space heating)","WPF 07 S","WPF 07 S","Stiebel Eltron UK Limited","MCS HP0046/41","BRE",null,"ü YES"]
["ü Eligible","ü YES","2015-05-07",null,"Ground/Water Source Heat Pump","Ground to Water (space heating)","WPF 10 S","WPF 10 S","Stiebel Eltron UK Limited","MCS HP0046/42","BRE",null,"ü YES"]
["ü Eligible","ü YES","2015-05-07",null,"Ground/Water Source Heat Pump","Ground to Water (space heating)","WPF 13 S","WPF 13 S","Stiebel Eltron UK Limited","MCS HP0046/43","BRE",null,"ü YES"]
["ü Eligible","ü YES","2016-04-15",null,"Ground/Water Source Heat Pump","Ground to water (space heating/hot water)","AquaMaster single phase Heat Pumps ","AQ45I","Thermal Earth Ltd","BBA 0034/47","BBA",null,"ü YES"]
["ü Eligible","ü YES","2016-04-29",null,"Ground/Water Source Heat Pump","Ground to water (space heating/hot water)","AquaMaster Three Phase Heat Pumps ","AQ60I","Thermal Earth Ltd","BBA 0034/48","BBA",null,"ü YES"]
["ü Eligible","ü YES","2016-04-29",null,"Ground/Water Source Heat Pump","Ground to water (space heating/hot water)","AquaMaster Three Phase Heat Pumps ","AQ90I","Thermal Earth Ltd","BBA 0034/49","BBA",null,"ü YES"]
["ü Eligible",null,"2017-06-23",null,"Ground/Water Source Heat Pump","Ground to Water (space heating/hot water)","CLAUSIUS CLASSIC H 3-15","H 3-15","CEO2 Green S.L.","BSI KM 668122/1"]
["ü Eligible",null,"2017-06-23",null,"Ground/Water Source Heat Pump","Ground to Water (space heating/hot water)","CLAUSIUS CLASSIC H 5-25","H 5-25","CEO2 Green S.L.","BSI KM 668122/2"]
["ü Eligible",null,"2017-06-23",null,"Ground/Water Source Heat Pump","Ground to Water (space heating/hot water)","CLAUSIUS CLASSIC HC 3-15","HC 3-15","CEO2 Green S.L.","BSI KM 668122/3"]
["ü Eligible",null,"2017-06-23",null,"Ground/Water Source Heat Pump","Ground to Water (space heating/hot water)","CLAUSIUS CLASSIC HC 5-25","HC 5-25","CEO2 Green S.L.","BSI KM 668122/4"]
["ü Eligible",null,"2017-06-23",null,"Ground/Water Source Heat Pump","Ground to Water (space heating/hot water)","CLAUSIUS ELITE H 3-15","H 3-15","CEO2 Green S.L.","BSI KM 668122/5"]
["ü Eligible",null,"2017-06-23",null,"Ground/Water Source Heat Pump","Ground to Water (space heating/hot water)","CLAUSIUS ELITE H 5-25","H 5-25","CEO2 Green S.L.","BSI KM 668122/6"]
["ü Eligible",null,"2017-06-23",null,"Ground/Water Source Heat Pump","Ground to Water (space heating/hot water)","CLAUSIUS ELITE HC 3-15","HC 3-15","CEO2 Green S.L.","BSI KM 668122/7"]
["ü Eligible",null,"2017-06-23",null,"Ground/Water Source Heat Pump","Ground to Water (space heating/hot water)","CLAUSIUS ELITE HC 5-25","HC 5-25","CEO2 Green S.L.","BSI KM 668122/8"]
["ü Eligible","ü YES","2016-06-03",null,"Ground/Water Source Heat Pump","Ground to Water (space heating/hot water)","CTC GSi 12 (1 phase)","CTC GSi 12 (1 phase)","CTC Division, Enertech Limited","MCS HP0023/55","BRE",null,"ü YES"]
["ü Eligible","ü YES","2016-11-11",null,"Ground/Water Source Heat Pump","Ground to Water (space heating/hot water)","Diplomat ","Duo Inverter M 230","Thermia Heat Pumps","MCS HP0187/97","BRE",null,"ü YES"]
["ü Eligible","ü YES","2016-11-11",null,"Ground/Water Source Heat Pump","Ground to Water (space heating/hot water)","Diplomat ","Inverter M 230","Thermia Heat Pumps","MCS HP0187/98","BRE",null,"ü YES"]
["ü Eligible","ü YES","2017-01-27",null,"Ground/Water Source Heat Pump","Ground to Water (space heating/hot water)","ecoGEO HP1 12-40","ecoGEO HP1 12-40","Ecoforest Geotermia, S.L.","BSI KM 610194/19"]
["ü Eligible","ü YES","2017-01-27",null,"Ground/Water Source Heat Pump","Ground to Water (space heating/hot water)","ecoGEO HP3 12-40","ecoGEO HP3 12-40","Ecoforest Geotermia, S.L.","BSI KM 610194/20"]
["ü Eligible","ü YES","2016-03-24",null,"Ground/Water Source Heat Pump","Ground to Water (space heating/hot water)","Envision","NSKW06","Water Furnace International Inc.","KIWA 00019/011 HP",null,null,"ü YES",null,null,null,null,null,null,null,null,null,null,null,null,null,null,null,null,null,null,null,null,null,null,null,null,null,null,{"$error":"#N/A"},{"$error":"#N/A"}]
["ü Eligible","ü YES","2016-03-24",null,"Ground/Water Source Heat Pump","Ground to Water (space heating/hot water)","Envision","NSKW08","Water Furnace International Inc.","KIWA 00019/012 HP",null,null,"ü YES"]
["ü Eligible","ü YES","2016-03-24",null,"Ground/Water Source Heat Pump","Ground to Water (space heating/hot water)","Envision","NSKW12","Water Furnace International Inc.","KIWA 00019/013 HP",null,null,"ü YES"]
["ü Eligible","ü YES","2016-03-24",null,"Ground/Water Source Heat Pump","Ground to Water (space heating/hot water)","Envision","NSKW17","Water Furnace International Inc.","KIWA 00019/014 HP",null,null,"ü YES",null,null,null,null,null,null,null,null,null,null,null,null,null,null,null,null,null,null,null,"Yes",null,null,null,"BBA","NO"]
["ü Eligible","ü YES","2016-03-24",null,"Ground/Water Source Heat Pump","Ground to Water (space heating/hot water)","Envision II","NKW030","Water Furnace International Inc.","KIWA 00019/015 HP",null,null,"ü YES"]
["ü Eligible","ü YES","2016-03-24",null,"Ground/Water Source Heat Pump","Ground to Water (space heating/hot water)","Envision II","NKW045","Water Furnace International Inc.","KIWA 00019/016 HP",null,null,"ü YES"]
["ü Eligible","ü YES","2016-08-05",null,"Ground/Water Source Heat Pump","Ground to Water (space heating/hot water)","flexoTHERM 11kW","VWF 117/4 230v","Vaillant Group UK Ltd","KIWA 00023/022 HP","KIWA",null,"ü YES"]
["ü Eligible","ü YES","2016-08-05",null,"Ground/Water Source Heat Pump","Ground to Water (space heating/hot water)","flexoTHERM 5kW","VWF 57/4 230v","Vaillant Group UK Ltd","KIWA 00023/018 HP","KIWA",null,"ü YES"]
["ü Eligible","ü YES","2016-08-05",null,"Ground/Water Source Heat Pump","Ground to Water (space heating/hot water)","flexoTHERM 8kW","VWF 87/4 230v","Vaillant Group UK Ltd","KIWA 00023/020 HP","KIWA",null,"ü YES"]
["ü Eligible","ü YES","2016-03-24",null,"Ground/Water Source Heat Pump","Ground to Water (space heating/hot water)","geoTHERM","geoTHERM VWS 30/4 230 V","Vaillant Group UK Ltd","KIWA 00023/017 HP",null,null,"ü YES"]
["ü Eligible","ü YES","2017-09-29",null,"Ground/Water Source Heat Pump","Ground to Water (space heating/hot water)","geoTHERM","geoTHERM VWS 30/4.1 230 V","Vaillant Group UK Ltd","KIWA 00023/028 HP","Kiwa"]
["ü Eligible","ü YES","2015-04-10",null,"Ground/Water Source Heat Pump","Ground to Water (space heating/hot water)","Heliotherm Ground Source Heat Pump","HP06S08W-K-BC","Heliotherm Wärmepumpentechnik Ges.m.b.H","BBA 0136/08","BBA",null,"ü YES"]
["ü Eligible","ü YES","2015-04-10",null,"Ground/Water Source Heat Pump","Ground to Water (space heating/hot water)","Heliotherm Ground Source Heat Pump","HP08S10W-K-BC","Heliotherm Wärmepumpentechnik Ges.m.b.H","BBA 0136/09","BBA",null,"ü YES"]
["ü Eligible","ü YES","2015-04-10",null,"Ground/Water Source Heat Pump","Ground to Water (space heating/hot water)","Heliotherm Ground Source Heat Pump","HP10S12W-K-BC","Heliotherm Wärmepumpentechnik Ges.m.b.H","BBA 0136/10","BBA",null,"ü YES"]
["ü Eligible","ü YES","2015-04-10",null,"Ground/Water Source Heat Pump","Ground to Water (space heating/hot water)","Heliotherm Ground Source Heat Pump","HP12S14W-K-BC","Heliotherm Wärmepumpentechnik Ges.m.b.H","BBA 0136/11","BBA",null,"ü YES"]
["ü Eligible","ü YES","2017-09-08",null,"Ground/Water Source Heat Pump","Ground to Water (space heating/hot water)","HP-SMS-M-1-6","HP-SMS-M-1-6","Heliotherm Wärmepumpentechnik Ges.m.b.H","BBA 0136/16"]
["ü Eligible","ü YES","2017-06-09",null,"Ground/Water Source Heat Pump","Ground to Water (space heating/hot water)","K070-S1H – Ground source heat pump (7 kW Evo)","K070-S1H – Ground source heat pump (7 kW Evo)","Kensa Engineering Ltd","BBA 0055/36"]
["ü Eligible","ü YES","2017-06-09",null,"Ground/Water Source Heat Pump","Ground to Water (space heating/hot water)","K090-S1H – Ground source heat pump (9kW Evo)","K090-S1H – Ground source heat pump (9kW Evo)","Kensa Engineering Ltd","BBA 0055/37"]
["ü Eligible","ü YES","2017-06-09",null,"Ground/Water Source Heat Pump","Ground to Water (space heating/hot water)","K130-S1H – Ground source heat pump (13kW Evo)","K130-S1H – Ground source heat pump (13kW Evo)","Kensa Engineering Ltd","BBA 0055/38"]
["ü Eligible",null,"2010-12-17",null,"Ground/Water Source Heat Pump","Ground to water (space heating/hot water)","Kensa Ground Source Heat Pumps","Type 10kW Single Compressor Single Phase – C0100-S1H","Kensa Engineering Ltd","BBA 0055/04","BBA",null,"ü YES"]
["ü Eligible","ü YES","2010-12-17",null,"Ground/Water Source Heat Pump","Ground to water (space heating/hot water)","Kensa Ground Source Heat Pumps","Type 8kW Single Compressor Single Phase – C080-S1H","Kensa Engineering Ltd","BBA 0055/03","BBA",null,"ü YES"]
["ü Eligible","ü YES","2017-03-03",null,"Ground/Water Source Heat Pump","Ground to Water (space heating/hot water)","NIBE F1155 - 12 (Single Phase) ","NIBE F1155 - 12 (Single Phase) ","NIBE Energy Systems Limited","MCS HP0003/46 ","BRE",null,"ü YES"]
["ü Eligible","ü YES","2017-03-03",null,"Ground/Water Source Heat Pump","Ground to Water (space heating/hot water)","NIBE F1155 - 6 (Single Phase) ","NIBE F1155 - 6 (Single Phase) ","NIBE Energy Systems Limited","MCS HP0003/44 ","BRE",null,"ü YES"]
["ü Eligible","ü YES","2017-03-03",null,"Ground/Water Source Heat Pump","Ground to Water (space heating/hot water)","NIBE F1255 - 12 (Single Phase)","NIBE F1255 - 12 (Single Phase)","NIBE Energy Systems Limited","MCS HP0003/47","BRE",null,"ü YES"]
["ü Eligible","ü YES","2017-03-03",null,"Ground/Water Source Heat Pump","Ground to Water (space heating/hot water)","NIBE F1255 - 6 (Single Phase) ","NIBE F1255 - 6 (Single Phase) ","NIBE Energy Systems Limited","MCS HP0003/45 ","BRE",null,"ü YES"]
["ü Eligible","ü YES","2016-12-23",null,"Ground/Water Source Heat Pump","Ground to water (space heating/hot water)","PicoEnergy Brine/water Heat Pumps","10kW  — S10Eu","PicoEnergy GmbH & Co.","BBA 0189/17","BBA",null,"ü YES"]
["ü Eligible","ü YES","2016-12-23",null,"Ground/Water Source Heat Pump","Ground to water (space heating/hot water)","PicoEnergy Brine/water Heat Pumps","10kW - S10EuC 230V","PicoEnergy GmbH & Co.","BBA 0189/23","BBA",null,"ü YES"]
["ü Eligible","ü YES","2016-12-23",null,"Ground/Water Source Heat Pump","Ground to water (space heating/hot water)","PicoEnergy Brine/water Heat Pumps","14kW  — S14Eu","PicoEnergy GmbH & Co.","BBA 0189/18","BBA",null,"ü YES"]
["ü Eligible","ü YES","2016-12-23",null,"Ground/Water Source Heat Pump","Ground to water (space heating/hot water)","PicoEnergy Brine/water Heat Pumps","14kW - S14EuC 230V","PicoEnergy GmbH & Co.","BBA 0189/24","BBA",null,"ü YES"]
["ü Eligible","ü YES","2016-12-23",null,"Ground/Water Source Heat Pump","Ground to water (space heating/hot water)","PicoEnergy Brine/water Heat Pumps","18kW  — S18Eu","PicoEnergy GmbH & Co.","BBA 0189/19","BBA",null,"ü YES"]
["ü Eligible","ü YES","2016-12-23",null,"Ground/Water Source Heat Pump","Ground to water (space heating/hot water)","PicoEnergy Brine/water Heat Pumps","20kW  — S20Eu","PicoEnergy GmbH & Co.","BBA 0189/20","BBA",null,"ü YES"]
["ü Eligible","ü YES","2016-12-23",null,"Ground/Water Source Heat Pump","Ground to water (space heating/hot water)","PicoEnergy Brine/water Heat Pumps","4KW - NDB PICO 04","PicoEnergy GmbH & Co.","BBA 0189/25","BBA",null,"ü YES"]
["ü Eligible","ü YES","2016-12-23",null,"Ground/Water Source Heat Pump","Ground to water (space heating/hot water)","PicoEnergy Brine/water Heat Pumps","6kW  — S6Eu","PicoEnergy GmbH & Co.","BBA 0189/15","BBA",null,"ü YES"]
["ü Eligible","ü YES","2016-12-23",null,"Ground/Water Source Heat Pump","Ground to water (space heating/hot water)","PicoEnergy Brine/water Heat Pumps","6kW - S6EuC 230V","PicoEnergy GmbH & Co.","BBA 0189/21","BBA",null,"ü YES"]
["ü Eligible","ü YES","2016-12-23",null,"Ground/Water Source Heat Pump","Ground to water (space heating/hot water)","PicoEnergy Brine/water Heat Pumps","8kW  — S8Eu","PicoEnergy GmbH & Co.","BBA 0189/16","BBA",null,"ü YES"]
["ü Eligible","ü YES","2016-12-23",null,"Ground/Water Source Heat Pump","Ground to water (space heating/hot water)","PicoEnergy Brine/water Heat Pumps","8kW - S8EuC 230V","PicoEnergy GmbH & Co.","BBA 0189/22","BBA",null,"ü YES"]
["ü Eligible","ü YES","2017-05-05",null,"Ground/Water Source Heat Pump","Ground to water (space heating/hot water)","PicoEnergy Brine/water Heat Pumps","WPS26","PicoEnergy GmbH & Co.","BBA 0189/26","BBA",null,"ü YES"]
["ü Eligible","ü YES","2017-05-05",null,"Ground/Water Source Heat Pump","Ground to water (space heating/hot water)","PicoEnergy Brine/water Heat Pumps","WPS412","PicoEnergy GmbH & Co.","BBA 0189/27","BBA",null,"ü YES"]
["ü Eligible","ü YES","2017-08-11",null,"Ground/Water Source Heat Pump","Ground to Water (space heating/hot water)","PicoEnergy Brine/water Heat Pumps","WPS412 - Single Compressor Three Phase","PicoEnergy GmbH & Co.","BBA 0189/28"]
["ü Eligible","ü YES","2017-08-11",null,"Ground/Water Source Heat Pump","Ground to Water (space heating/hot water)","PicoEnergy Brine/water Heat Pumps","WPS618 Single Compressor Single Phase","PicoEnergy GmbH & Co.","BBA 0189/29"]
["ü Eligible","ü YES","2017-08-11",null,"Ground/Water Source Heat Pump","Ground to Water (space heating/hot water)","PicoEnergy Brine/water Heat Pumps","WPS618 Single Compressor Three Phase","PicoEnergy GmbH & Co.","BBA 0189/30"]
["ü Eligible","ü YES","2016-05-27",null,"Ground/Water Source Heat Pump","Ground to Water (space heating/hot water)","Thermia Diplomat Duo Inverter","Thermia Diplomat Duo Inverter","Thermia Heat Pumps","MCS HP0187/95","BRE",null,"ü YES"]
["ü Eligible","ü YES","2016-05-27",null,"Ground/Water Source Heat Pump","Ground to Water (space heating/hot water)","Thermia Diplomat Inverter","Thermia Diplomat Inverter","Thermia Heat Pumps","MCS HP0187/96","BRE",null,"ü YES"]
["ü Eligible","ü YES","2010-08-10",null,"Ground/Water Source Heat Pump","Ground to Water (space heating/hot water)","Vitocal 200-G","BWC-M 201.A06","Viessmann Ltd.","BSI KM 554512/02/1","BSI",null,"ü YES"]
["ü Eligible","ü YES","2010-08-10",null,"Ground/Water Source Heat Pump","Ground to Water (space heating/hot water)","Vitocal 200-G","BWC-M 201.A08","Viessmann Ltd.","BSI KM 554512/02/2","BSI",null,"ü YES"]
["ü Eligible","ü YES","2010-08-10",null,"Ground/Water Source Heat Pump","Ground to Water (space heating/hot water)","Vitocal 200-G","BWC-M 201.A10","Viessmann Ltd.","BSI KM 554512/02/3","BSI",null,"ü YES"]
["ü Eligible","ü YES","2011-01-12",null,"Ground/Water Source Heat Pump","Ground to Water (space heating/hot water)","Vitocal 222-G","BWT 221.A06","Viessmann Ltd.","BSI KM 554512/05/1","BSI",null,"ü YES"]
["ü Eligible","ü YES","2011-01-12",null,"Ground/Water Source Heat Pump","Ground to Water (space heating/hot water)","Vitocal 222-G","BWT 221.A08","Viessmann Ltd.","BSI KM 554512/05/2","BSI",null,"ü YES"]
["ü Eligible","ü YES","2011-01-12",null,"Ground/Water Source Heat Pump","Ground to Water (space heating/hot water)","Vitocal 222-G","BWT 221.A10","Viessmann Ltd.","BSI KM 554512/05/3","BSI",null,"ü YES"]
["ü Eligible","ü YES","2011-01-12",null,"Ground/Water Source Heat Pump","Ground to Water (space heating/hot water)","Vitocal 242-G","BWT 241.A06","Viessmann Ltd.","BSI KM 554512/06/1","BSI",null,"ü YES"]
["ü Eligible","ü YES","2011-01-12",null,"Ground/Water Source Heat Pump","Ground to Water (space heating/hot water)","Vitocal 242-G","BWT 241.A08","Viessmann Ltd.","BSI KM 554512/06/2","BSI",null,"ü YES"]
["ü Eligible","ü YES","2011-01-12",null,"Ground/Water Source Heat Pump","Ground to Water (space heating/hot water)","Vitocal 242-G","BWT 241.A10","Viessmann Ltd.","BSI KM 554512/06/3","BSI",null,"ü YES"]
["ü Eligible","ü YES","2011-01-12",null,"Ground/Water Source Heat Pump","Ground to Water (space heating/hot water)","Vitocal 300-G","BW 301.A21","Viessmann Ltd.","BSI KM 554512/07/1","BSI",null,"ü YES"]
["ü Eligible","ü YES","2011-01-12",null,"Ground/Water Source Heat Pump","Ground to Water (space heating/hot water)","Vitocal 300-G","BW 301.A29","Viessmann Ltd.","BSI KM 554512/07/2","BSI",null,"ü YES"]
["ü Eligible","ü YES","2011-01-12",null,"Ground/Water Source Heat Pump","Ground to Water (space heating/hot water)","Vitocal 300-G","BW 301.A45","Viessmann Ltd.","BSI KM 554512/07/3","BSI",null,"ü YES"]
["ü Eligible","ü YES","2014-11-21",null,"Ground/Water Source Heat Pump","Ground to Water (space heating/hot water)","Vitocal 300-G","BW 301.B06","Viessmann Ltd.","BSI KM 554512/14/6","BSI",null,"ü YES"]
["ü Eligible","ü YES","2014-11-21",null,"Ground/Water Source Heat Pump","Ground to Water (space heating/hot water)","Vitocal 300-G","BW 301.B08","Viessmann Ltd.","BSI KM 554512/14/7","BSI",null,"ü YES"]
["ü Eligible","ü YES","2014-11-21",null,"Ground/Water Source Heat Pump","Ground to Water (space heating/hot water)","Vitocal 300-G","BW 301.B10","Viessmann Ltd.","BSI KM 554512/14/8","BSI",null,"ü YES"]
["ü Eligible","ü YES","2014-11-21",null,"Ground/Water Source Heat Pump","Ground to Water (space heating/hot water)","Vitocal 300-G","BW 301.B13","Viessmann Ltd.","BSI KM 554512/14/9","BSI",null,"ü YES"]
["ü Eligible","ü YES","2014-11-21",null,"Ground/Water Source Heat Pump","Ground to Water (space heating/hot water)","Vitocal 300-G","BW 301.B17","Viessmann Ltd.","BSI KM 554512/14/10","BSI",null,"ü YES"]
["ü Eligible","ü YES","2014-11-21",null,"Ground/Water Source Heat Pump","Ground to Water (space heating/hot water)","Vitocal 300-G","BWC 301.B08","Viessmann Ltd.","BSI KM 554512/14/2","BSI",null,"ü YES"]
["ü Eligible","ü YES","2014-11-21",null,"Ground/Water Source Heat Pump","Ground to Water (space heating/hot water)","Vitocal 300-G","BWC 301.B10","Viessmann Ltd.","BSI KM 554512/14/3","BSI",null,"ü YES"]
["ü Eligible","ü YES","2014-11-21",null,"Ground/Water Source Heat Pump","Ground to Water (space heating/hot water)","Vitocal 300-G","BWC 301.B13","Viessmann Ltd.","BSI KM 554512/14/4","BSI",null,"ü YES"]
["ü Eligible","ü YES","2014-11-21",null,"Ground/Water Source Heat Pump","Ground to Water (space heating/hot water)","Vitocal 300-G","BWC 301.B17","Viessmann Ltd.","BSI KM 554512/14/5","BSI",null,"ü YES"]
["ü Eligible","ü YES","2011-01-12",null,"Ground/Water Source Heat Pump","Ground to Water (space heating/hot water)","Vitocal 300-G","BWS 301.A21","Viessmann Ltd.","BSI KM 554512/07/4","BSI",null,"ü YES"]
["ü Eligible","ü YES","2011-01-12",null,"Ground/Water Source Heat Pump","Ground to Water (space heating/hot water)","Vitocal 300-G","BWS 301.A29","Viessmann Ltd.","BSI KM 554512/07/5","BSI",null,"ü YES"]
["ü Eligible","ü YES","2011-01-12",null,"Ground/Water Source Heat Pump","Ground to Water (space heating/hot water)","Vitocal 300-G","BWS 301.A45","Viessmann Ltd.","BSI KM 554512/07/6","BSI",null,"ü YES"]
["ü Eligible","ü YES","2014-11-21",null,"Ground/Water Source Heat Pump","Ground to Water (space heating/hot water)","Vitocal 300-G","BWS 301.B06","Viessmann Ltd.","BSI KM 554512/14/11","BSI",null,"ü YES"]
["ü Eligible","ü YES","2014-11-21",null,"Ground/Water Source Heat Pump","Ground to Water (space heating/hot water)","Vitocal 300-G","BWS 301.B08","Viessmann Ltd.","BSI KM 554512/14/12","BSI",null,"ü YES"]
["ü Eligible","ü YES","2014-11-21",null,"Ground/Water Source Heat Pump","Ground to Water (space heating/hot water)","Vitocal 300-G","BWS 301.B10","Viessmann Ltd.","BSI KM 554512/14/13","BSI",null,"ü YES"]
["ü Eligible","ü YES","2014-11-21",null,"Ground/Water Source Heat Pump","Ground to Water (space heating/hot water)","Vitocal 300-G","BWS 301.B13","Viessmann Ltd.","BSI KM 554512/14/14","BSI",null,"ü YES"]
["ü Eligible","ü YES","2014-11-21",null,"Ground/Water Source Heat Pump","Ground to Water (space heating/hot water)","Vitocal 300-G","BWS 301.B17","Viessmann Ltd.","BSI KM 554512/14/15","BSI",null,"ü YES"]
["ü Eligible","ü YES","2012-07-24",null,"Ground/Water Source Heat Pump","Ground to Water (space heating/hot water)","Vitocal 350-G ","BW 351.A07","Viessmann Ltd.","BSI KM 554512/10/2","BSI",null,"ü YES"]
["ü Eligible","ü YES","2012-07-24",null,"Ground/Water Source Heat Pump","Ground to Water (space heating/hot water)","Vitocal 350-G ","BWC 351.A07","Viessmann Ltd.","BSI KM 554512/10/1","BSI",null,"ü YES"]
["ü Eligible","ü YES","2012-07-24",null,"Ground/Water Source Heat Pump","Ground to Water (space heating/hot water)","Vitocal 350-G ","BWS 351.A07","Viessmann Ltd.","BSI KM 554512/10/3","BSI",null,"ü YES"]
["ü Eligible","ü YES","2013-11-15",null,"Ground/Water Source Heat Pump","Ground to water (space heating/hot water)","Vmi 11","Vmi 11","Suomen Lampopumpputekniikka OY Ltd","MCS HP0106/17",null,null,"ü YES"]
["ü Eligible","ü YES","2013-10-25",null,"Ground/Water Source Heat Pump","Ground to water (space heating/hot water)","Vmi 11 1-phase","Vmi 11 1-phase","Suomen Lampopumpputekniikka OY Ltd","MCS HP0106/14",null,null,"ü YES"]
["ü Eligible","ü YES","2013-10-25",null,"Ground/Water Source Heat Pump","Ground to water (space heating/hot water)","Vmi 14","Vmi 14","Suomen Lampopumpputekniikka OY Ltd","MCS HP0106/15",null,null,"ü YES"]
["ü Eligible","ü YES","2014-09-12",null,"Ground/Water Source Heat Pump","Ground to water (space heating/hot water)","Vmi 14 1-phase","Vmi 14 1-phase","Suomen Lampopumpputekniikka OY Ltd","MCS HP0106/20",null,null,"ü YES"]
["ü Eligible","ü YES","2013-11-15",null,"Ground/Water Source Heat Pump","Ground to water (space heating/hot water)","Vmi 17","Vmi 17","Suomen Lampopumpputekniikka OY Ltd","MCS HP0106/18",null,null,"ü YES"]
["ü Eligible","ü YES","2014-09-12",null,"Ground/Water Source Heat Pump","Ground to water (space heating/hot water)","Vmi 6","Vmi 6","Suomen Lampopumpputekniikka OY Ltd","MCS HP0106/19",null,null,"ü YES"]
["ü Eligible","ü YES","2013-11-15",null,"Ground/Water Source Heat Pump","Ground to water (space heating/hot water)","Vmi 9","Vmi 9","Suomen Lampopumpputekniikka OY Ltd","MCS HP0106/16",null,null,"ü YES"]
["ü Eligible","ü YES","2012-07-19",null,"Ground/Water Source Heat Pump","Ground to water (space heating/hot water)","Vsi 12","Vsi 12","Suomen Lampopumpputekniikka OY Ltd","MCS HP0106/11",null,null,"ü YES"]
["ü Eligible","ü YES","2012-01-26",null,"Ground/Water Source Heat Pump","Ground to water (space heating/hot water)","Vsi 12 1-phase","Vsi 12 1-phase","Suomen Lampopumpputekniikka OY Ltd","MCS HP0106/10",null,null,"ü YES"]
["ü Eligible","ü YES","2015-04-08",null,"Ground/Water Source Heat Pump","Ground to water (space heating/hot water)","Vsi 8 1-phase","Vsi 8 1-phase","Suomen Lampopumpputekniikka OY Ltd","MCS HP0106/30",null,null,"ü YES"]
["ü Eligible","ü YES","2016-04-11",null,"Ground/Water Source Heat Pump","Ground to Water (space heating/hot water)","Waterkotte","Basic Line Ai1 Geo 5005.5 (BGAi 1005596 W/E)","Waterkotte GmbH","INT HP21825/001","INT",null,"ü YES"]
["ü Eligible","ü YES","2016-04-11",null,"Ground/Water Source Heat Pump","Ground to Water (space heating/hot water)","Waterkotte","Basic Line Ai1 Geo 5006.5 (BGAi 1006596 W/E)","Waterkotte GmbH","INT HP21825/002","INT",null,"ü YES"]
["ü Eligible","ü YES","2016-04-11",null,"Ground/Water Source Heat Pump","Ground to Water (space heating/hot water)","Waterkotte","Basic Line Ai1 Geo 5008.5 (BGAi 1008596 W/E)","Waterkotte GmbH","INT HP21825/003","INT",null,"ü YES"]
["ü Eligible","ü YES","2016-04-11",null,"Ground/Water Source Heat Pump","Ground to Water (space heating/hot water)","Waterkotte","Basic Line Ai1 Geo 5010.5 (BGAi 1010596 W/E)","Waterkotte GmbH","INT HP21825/004","INT",null,"ü YES",null,null,null,null,null,null,null,null,null,null,null,null,null,null,null,null,null,null,null,null,null,null,null,"BRE","YES"]
["ü Eligible","ü YES","2016-04-11",null,"Ground/Water Source Heat Pump","Ground to Water (space heating/hot water)","Waterkotte","Eco Touch Ai1 Geo 5006.5 (Ai1G006595W)","Waterkotte GmbH","INT HP21825/005","INT",null,"ü YES"]
["ü Eligible","ü YES","2016-04-11",null,"Ground/Water Source Heat Pump","Ground to Water (space heating/hot water)","Waterkotte","Eco Touch Ai1 Geo 5008.5 (Ai1G008595W)","Waterkotte GmbH","INT HP21825/006","INT",null,"ü YES"]
["ü Eligible","ü YES","2016-04-11",null,"Ground/Water Source Heat Pump","Ground to Water (space heating/hot water)","Waterkotte","Eco Touch Ai1 Geo 5010.5 (Ai1G010595W)","Waterkotte GmbH","INT HP21825/007","INT",null,"ü YES"]
["ü Eligible","ü YES","2016-04-11",null,"Ground/Water Source Heat Pump","Ground to Water (space heating/hot water)","Waterkotte","Eco Touch Ai1 Geo 5013.5 (Ai1G013595W)","Waterkotte GmbH","INT HP21825/008","INT",null,"ü YES"]
["ü Eligible","ü YES","2016-04-11",null,"Ground/Water Source Heat Pump","Ground to Water (space heating/hot water)","Waterkotte","Eco Touch Compact DS 5008.5 (ETC008595AiW)","Waterkotte GmbH","INT HP21825/009","INT",null,"ü YES"]
["ü Eligible","ü YES","2016-04-11",null,"Ground/Water Source Heat Pump","Ground to Water (space heating/hot water)","Waterkotte","Eco Touch Compact DS 5011.5 (ETC011595AiW)","Waterkotte GmbH","INT HP21825/010","INT",null,"ü YES"]
["ü Eligible","ü YES","2016-04-11",null,"Ground/Water Source Heat Pump","Ground to Water (space heating/hot water)","Waterkotte","Eco Touch Compact DS 5014.5 (ETC014595AiW)","Waterkotte GmbH","INT HP21825/011","INT",null,"ü YES"]
["ü Eligible","ü YES","2016-04-11",null,"Ground/Water Source Heat Pump","Ground to Water (space heating/hot water)","Waterkotte","Eco Touch Compact DS 5018.5 (ETC018595AiW)","Waterkotte GmbH","INT HP21825/012","INT",null,"ü YES"]
["ü Eligible","ü YES","2015-09-18",null,"Ground/Water Source Heat Pump","Water to Water ","AquaMaster ","AQ22iC - 4.38","Thermal Earth Ltd","BBA 0034/40","BBA",null,"ü YES"]
["ü Eligible","ü YES","2015-09-18",null,"Ground/Water Source Heat Pump","Water to Water ","AquaMaster ","AQ30iC - 7.89","Thermal Earth Ltd","BBA 0034/41","BBA",null,"ü YES"]
["ü Eligible","ü YES","2015-09-18",null,"Ground/Water Source Heat Pump","Water to Water ","AquaMaster ","AQ45iC - 13.7","Thermal Earth Ltd","BBA 0034/42","BBA",null,"ü YES"]
["ü Eligible","ü YES","2016-08-05",null,"Ground/Water Source Heat Pump","Water to Water (space heating)","flexoTHERM 11kW with floCOLLECT","VWF 117/4 230v VWW 11/4 SI","Vaillant Group UK Ltd","KIWA 00023/023 HP","KIWA",null,"ü YES"]
["ü Eligible","ü YES","2016-08-05",null,"Ground/Water Source Heat Pump","Water to Water (space heating)","flexoTHERM 5kW with floCOLLECT","VWF 57/4 230v + VWW 11/4 SI","Vaillant Group UK Ltd","KIWA 00023/019 HP","KIWA",null,"ü YES"]
["ü Eligible","ü YES","2016-08-05",null,"Ground/Water Source Heat Pump","Water to Water (space heating)","flexoTHERM 8kW with floCOLLECT","VWF 87/4 230v + VWW 11/4 SI","Vaillant Group UK Ltd","KIWA 00023/021 HP","KIWA",null,"ü YES"]
["ü Eligible","ü YES","2017-03-24",null,"Ground/Water Source Heat Pump","Water to Water (space heating)","Minus7 SEP3G10","Minus7 SEP3G10","Minus7 Limited","MCS HP0247/01",null,null,"ü YES"]
["ü Eligible","ü YES","2013-06-18",null,"Ground/Water Source Heat Pump","Water to Water (space heating)","SOL 12 – 1","SOL 12 – 1","Refcool Manufacturing Limited","MCS HP0164/01","BRE",null,"ü YES"]
["ü Eligible","ü YES","2013-06-18",null,"Ground/Water Source Heat Pump","Water to Water (space heating)","SOL 12 – 3","SOL 12 – 3","Refcool Manufacturing Limited","MCS HP0164/02","BRE",null,"ü YES"]
["ü Eligible","ü YES","2013-06-18",null,"Ground/Water Source Heat Pump","Water to Water (space heating)","SOL 18 – 1","SOL 18 – 1","Refcool Manufacturing Limited","MCS HP0164/03","BRE",null,"ü YES"]
["ü Eligible","ü YES","2013-06-18",null,"Ground/Water Source Heat Pump","Water to Water (space heating)","SOL 18 – 3","SOL 18 – 3","Refcool Manufacturing Limited","MCS HP0164/04","BRE",null,"ü YES"]
["ü Eligible","ü YES","2013-06-18",null,"Ground/Water Source Heat Pump","Water to Water (space heating)","SOL 26 – 1","SOL 26 – 1","Refcool Manufacturing Limited","MCS HP0164/05","BRE",null,"ü YES"]
["ü Eligible","ü YES","2013-06-18",null,"Ground/Water Source Heat Pump","Water to Water (space heating)","SOL 26 – 3","SOL 26 – 3","Refcool Manufacturing Limited","MCS HP0164/06","BRE",null,"ü YES"]
["ü Eligible","ü YES","2016-07-15",null,"Ground/Water Source Heat Pump","Water to Water (space heating)","TERRA SW 10 Complete 230V   ","TERRA SW 10 Complete 230V   ","IDM Energiesysteme GmbH","MCS HP0035/126","BRE",null,"ü YES"]
["ü Eligible","ü YES","2016-07-15",null,"Ground/Water Source Heat Pump","Water to Water (space heating)","TERRA SW 10 Complete 230V   ","TERRA SW 10 Complete 230V   ","IDM Energiesysteme GmbH","MCS HP0035/126","BRE",null,"ü YES"]
["ü Eligible","ü YES","2016-07-15",null,"Ground/Water Source Heat Pump","Water to Water (space heating)","TERRA SW 10 Complete 400 V  ","TERRA SW 10 Complete 400 V  ","IDM Energiesysteme GmbH","MCS HP0035/125","BRE",null,"ü YES"]
["ü Eligible","ü YES","2016-07-15",null,"Ground/Water Source Heat Pump","Water to Water (space heating)","TERRA SW 10 Complete 400 V  ","TERRA SW 10 Complete 400 V  ","IDM Energiesysteme GmbH","MCS HP0035/125","BRE",null,"ü YES"]
["ü Eligible","ü YES","2013-08-07",null,"Ground/Water Source Heat Pump","Water to Water (space heating)","TERRA SW 10 Complete HGL (1 phase)","TERRA SW 10 Complete HGL (1 phase)","IDM energiesysteme GmbH","MCS HP0035/65","BRE",null,"ü YES"]
["ü Eligible","ü YES","2013-08-07",null,"Ground/Water Source Heat Pump","Water to Water (space heating)","TERRA SW 10 Complete HGL (3 phase)","TERRA SW 10 Complete HGL (3 phase)","IDM energiesysteme GmbH","MCS HP0035/64","BRE",null,"ü YES"]
["ü Eligible","ü YES","2016-07-15",null,"Ground/Water Source Heat Pump","Water to Water (space heating)","TERRA SW 13 Complete 230V   ","TERRA SW 13 Complete 230V   ","IDM Energiesysteme GmbH","MCS HP0035/128","BRE",null,"ü YES"]
["ü Eligible","ü YES","2016-07-15",null,"Ground/Water Source Heat Pump","Water to Water (space heating)","TERRA SW 13 Complete 230V   ","TERRA SW 13 Complete 230V   ","IDM Energiesysteme GmbH","MCS HP0035/128","BRE",null,"ü YES"]
["ü Eligible","ü YES","2016-07-15",null,"Ground/Water Source Heat Pump","Water to Water (space heating)","TERRA SW 13 Complete 400 V ","TERRA SW 13 Complete 400 V ","IDM Energiesysteme GmbH","MCS HP0035/127","BRE",null,"ü YES"]
["ü Eligible","ü YES","2016-07-15",null,"Ground/Water Source Heat Pump","Water to Water (space heating)","TERRA SW 13 Complete 400 V ","TERRA SW 13 Complete 400 V ","IDM Energiesysteme GmbH","MCS HP0035/127","BRE",null,"ü YES"]
["ü Eligible","ü YES","2013-08-07",null,"Ground/Water Source Heat Pump","Water to Water (space heating)","TERRA SW 13 Complete HGL (1 phase)","TERRA SW 13 Complete HGL (1 phase)","IDM energiesysteme GmbH","MCS HP0035/67","BRE",null,"ü YES"]
["ü Eligible","ü YES","2013-08-07",null,"Ground/Water Source Heat Pump","Water to Water (space heating)","TERRA SW 13 Complete HGL (3 phase)","TERRA SW 13 Complete HGL (3 phase)","IDM energiesysteme GmbH","MCS HP0035/66","BRE",null,"ü YES"]
["ü Eligible","ü YES","2014-02-21",null,"Ground/Water Source Heat Pump","Water to Water (space heating)","TERRA SW 15 Twin 230V","TERRA SW 15 Twin 230V","IDM energiesysteme GmbH","MCS HP0035/70","BRE",null,"ü YES"]
["ü Eligible","ü YES","2014-08-08",null,"Ground/Water Source Heat Pump","Water to Water (space heating)","TERRA SW 15 Twin HGL 230V","TERRA SW 15 Twin HGL 230V","IDM energiesysteme GmbH","MCS HP0035/87","BRE",null,"ü YES"]
["ü Eligible","ü YES","2016-07-15",null,"Ground/Water Source Heat Pump","Water to Water (space heating)","TERRA SW 17 Complete 400 V","TERRA SW 17 Complete 400 V","IDM Energiesysteme GmbH","MCS HP0035/129","BRE",null,"ü YES"]
["ü Eligible","ü YES","2016-07-15",null,"Ground/Water Source Heat Pump","Water to Water (space heating)","TERRA SW 17 Complete 400 V","TERRA SW 17 Complete 400 V","IDM Energiesysteme GmbH","MCS HP0035/129","BRE",null,"ü YES"]
["ü Eligible","ü YES","2013-08-07",null,"Ground/Water Source Heat Pump","Water to Water (space heating)","TERRA SW 17 Complete HGL (3 phase)","TERRA SW 17 Complete HGL (3 phase)","IDM energiesysteme GmbH","MCS HP0035/68","BRE",null,"ü YES"]
["ü Eligible","ü YES","2014-02-21",null,"Ground/Water Source Heat Pump","Water to Water (space heating)","TERRA SW 20 Twin","TERRA SW 20 Twin","IDM energiesysteme GmbH","MCS HP0035/71","BRE",null,"ü YES"]
["ü Eligible","ü YES","2014-02-21",null,"Ground/Water Source Heat Pump","Water to Water (space heating)","TERRA SW 20 Twin 230V","TERRA SW 20 Twin 230V","IDM energiesysteme GmbH","MCS HP0035/73","BRE",null,"ü YES"]
["ü Eligible","ü YES","2014-02-21",null,"Ground/Water Source Heat Pump","Water to Water (space heating)","TERRA SW 20 Twin HGL","TERRA SW 20 Twin HGL","IDM energiesysteme GmbH","MCS HP0035/72","BRE",null,"ü YES"]
["ü Eligible","ü YES","2014-08-08",null,"Ground/Water Source Heat Pump","Water to Water (space heating)","TERRA SW 20 Twin HGL 230V","TERRA SW 20 Twin HGL 230V","IDM energiesysteme GmbH","MCS HP0035/88","BRE",null,"ü YES"]
["ü Eligible","ü YES","2014-02-21",null,"Ground/Water Source Heat Pump","Water to Water (space heating)","TERRA SW 26 Twin","TERRA SW 26 Twin","IDM energiesysteme GmbH","MCS HP0035/74","BRE",null,"ü YES"]
["ü Eligible","ü YES","2014-02-21",null,"Ground/Water Source Heat Pump","Water to Water (space heating)","TERRA SW 26 Twin 230V","TERRA SW 26 Twin 230V","IDM energiesysteme GmbH","MCS HP0035/76","BRE",null,"ü YES"]
["ü Eligible","ü YES","2014-02-21",null,"Ground/Water Source Heat Pump","Water to Water (space heating)","TERRA SW 26 Twin HGL","TERRA SW 26 Twin HGL","IDM energiesysteme GmbH","MCS HP0035/75","BRE",null,"ü YES"]
["ü Eligible","ü YES","2014-08-08",null,"Ground/Water Source Heat Pump","Water to Water (space heating)","TERRA SW 26 Twin HGL 230V","TERRA SW 26 Twin HGL 230V","IDM energiesysteme GmbH","MCS HP0035/89","BRE",null,"ü YES"]
["ü Eligible","ü YES","2014-02-21",null,"Ground/Water Source Heat Pump","Water to Water (space heating)","TERRA SW 35 Twin","TERRA SW 35 Twin","IDM energiesysteme GmbH","MCS HP0035/77","BRE",null,"ü YES"]
["ü Eligible","ü YES","2014-02-21",null,"Ground/Water Source Heat Pump","Water to Water (space heating)","TERRA SW 35 Twin HGL","TERRA SW 35 Twin HGL","IDM energiesysteme GmbH","MCS HP0035/78","BRE",null,"ü YES"]
["ü Eligible","ü YES","2014-02-21",null,"Ground/Water Source Heat Pump","Water to Water (space heating)","TERRA SW 42 Twin","TERRA SW 42 Twin","IDM energiesysteme GmbH","MCS HP0035/79","BRE",null,"ü YES"]
["ü Eligible","ü YES","2014-02-21",null,"Ground/Water Source Heat Pump","Water to Water (space heating)","TERRA SW 42 Twin HGL","TERRA SW 42 Twin HGL","IDM energiesysteme GmbH","MCS HP0035/80","BRE",null,"ü YES"]
["ü Eligible","ü YES","2013-08-07",null,"Ground/Water Source Heat Pump","Water to Water (space heating)","TERRA SW 6 (3 phase)","TERRA SW 6 (3 phase)","IDM energiesysteme GmbH","MCS HP0035/61","BRE",null,"ü YES"]
["ü Eligible","ü YES","2016-07-15",null,"Ground/Water Source Heat Pump","Water to Water (space heating)","TERRA SW 8 Complete 230V     ","TERRA SW 8 Complete 230V     ","IDM Energiesysteme GmbH","MCS HP0035/124","BRE",null,"ü YES"]
["ü Eligible","ü YES","2016-07-15",null,"Ground/Water Source Heat Pump","Water to Water (space heating)","TERRA SW 8 Complete 230V     ","TERRA SW 8 Complete 230V     ","IDM Energiesysteme GmbH","MCS HP0035/124","BRE",null,"ü YES"]
["ü Eligible","ü YES","2016-07-15",null,"Ground/Water Source Heat Pump","Water to Water (space heating)","TERRA SW 8 Complete 400 V    ","TERRA SW 8 Complete 400 V    ","IDM Energiesysteme GmbH","MCS HP0035/123","BRE",null,"ü YES"]
["ü Eligible","ü YES","2016-07-15",null,"Ground/Water Source Heat Pump","Water to Water (space heating)","TERRA SW 8 Complete 400 V    ","TERRA SW 8 Complete 400 V    ","IDM Energiesysteme GmbH","MCS HP0035/123","BRE",null,"ü YES"]
["ü Eligible","ü YES","2013-08-07",null,"Ground/Water Source Heat Pump","Water to Water (space heating)","TERRA SW 8 Complete HGL (1 phase)","TERRA SW 8 Complete HGL (1 phase)","IDM energiesysteme GmbH","MCS HP0035/63","BRE",null,"ü YES"]
["ü Eligible","ü YES","2013-08-07",null,"Ground/Water Source Heat Pump","Water to Water (space heating)","TERRA SW 8 Complete HGL (3 phase)","TERRA SW 8 Complete HGL (3 phase)","IDM energiesysteme GmbH","MCS HP0035/62","BRE",null,"ü YES"]
["ü Eligible","ü YES","2016-05-27",null,"Ground/Water Source Heat Pump","Water to Water (space heating/hot water)","DHP-H Varius Pro+","DHP-H Varius Pro+","Danfoss Värmepumpar AB","MCS HP0013/249","BRE",null,"ü YES"]
["ü Eligible",null,"2017-01-27",null,"Ground/Water Source Heat Pump","Water to Water (space heating/hot water)","Vitocal 300-G","BW 301.B06","Viessmann Ltd.","BSI KM 554512/14/6"]
["ü Eligible","ü YES","2017-02-10",null,"Ground/Water Source Heat Pump","Water to Water (space heating/hot water)","Vitocal 300-G","BW 301.B06","Viessmann Ltd.","BSI KM 554512/14/6/2","BSI",null,"ü YES"]
["ü Eligible",null,"2017-01-27",null,"Ground/Water Source Heat Pump","Water to Water (space heating/hot water)","Vitocal 300-G","BW 301.B08","Viessmann Ltd.","BSI KM 554512/14/7"]
["ü Eligible","ü YES","2017-02-10",null,"Ground/Water Source Heat Pump","Water to Water (space heating/hot water)","Vitocal 300-G","BW 301.B08","Viessmann Ltd.","BSI KM 554512/14/7/2","BSI",null,"ü YES"]
["ü Eligible",null,"2017-01-27",null,"Ground/Water Source Heat Pump","Water to Water (space heating/hot water)","Vitocal 300-G","BW 301.B10","Viessmann Ltd.","BSI KM 554512/14/8"]
["ü Eligible","ü YES","2017-02-10",null,"Ground/Water Source Heat Pump","Water to Water (space heating/hot water)","Vitocal 300-G","BW 301.B10","Viessmann Ltd.","BSI KM 554512/14/8/2","BSI",null,"ü YES"]
["ü Eligible",null,"2017-01-27",null,"Ground/Water Source Heat Pump","Water to Water (space heating/hot water)","Vitocal 300-G","BW 301.B13","Viessmann Ltd.","BSI KM 554512/14/9"]
["ü Eligible","ü YES","2017-02-10",null,"Ground/Water Source Heat Pump","Water to Water (space heating/hot water)","Vitocal 300-G","BW 301.B13","Viessmann Ltd.","BSI KM 554512/14/9/2","BSI",null,"ü YES"]
["ü Eligible",null,"2017-01-27",null,"Ground/Water Source Heat Pump","Water to Water (space heating/hot water)","Vitocal 300-G","BW 301.B17","Viessmann Ltd.","BSI KM 554512/14/10"]
["ü Eligible","ü YES","2017-02-10",null,"Ground/Water Source Heat Pump","Water to Water (space heating/hot water)","Vitocal 300-G","BW 301.B17","Viessmann Ltd.","BSI KM 554512/14/10/2","BSI",null,"ü YES"]
["ü Eligible",null,"2017-01-27",null,"Ground/Water Source Heat Pump","Water to Water (space heating/hot water)","Vitocal 300-G","BWC 301.B06","Viessmann Ltd.","BSI KM 554512/14/1"]
["ü Eligible","ü YES","2017-02-10",null,"Ground/Water Source Heat Pump","Water to Water (space heating/hot water)","Vitocal 300-G","BWC 301.B06","Viessmann Ltd.","BSI KM 554512/14/1/2","BSI",null,"ü YES"]
["ü Eligible",null,"2017-01-27",null,"Ground/Water Source Heat Pump","Water to Water (space heating/hot water)","Vitocal 300-G","BWC 301.B08","Viessmann Ltd.","BSI KM 554512/14/2"]
["ü Eligible","ü YES","2017-02-10",null,"Ground/Water Source Heat Pump","Water to Water (space heating/hot water)","Vitocal 300-G","BWC 301.B08","Viessmann Ltd.","BSI KM 554512/14/2/2","BSI",null,"ü YES"]
["ü Eligible",null,"2017-01-27",null,"Ground/Water Source Heat Pump","Water to Water (space heating/hot water)","Vitocal 300-G","BWC 301.B10","Viessmann Ltd.","BSI KM 554512/14/3"]
["ü Eligible","ü YES","2017-02-10",null,"Ground/Water Source Heat Pump","Water to Water (space heating/hot water)","Vitocal 300-G","BWC 301.B10","Viessmann Ltd.","BSI KM 554512/14/3/2","BSI",null,"ü YES"]
["ü Eligible",null,"2017-01-27",null,"Ground/Water Source Heat Pump","Water to Water (space heating/hot water)","Vitocal 300-G","BWC 301.B13","Viessmann Ltd.","BSI KM 554512/14/4"]
["ü Eligible","ü YES","2017-02-10",null,"Ground/Water Source Heat Pump","Water to Water (space heating/hot water)","Vitocal 300-G","BWC 301.B13","Viessmann Ltd.","BSI KM 554512/14/4/2","BSI",null,"ü YES"]
["ü Eligible",null,"2017-01-27",null,"Ground/Water Source Heat Pump","Water to Water (space heating/hot water)","Vitocal 300-G","BWC 301.B17","Viessmann Ltd.","BSI KM 554512/14/5"]
["ü Eligible","ü YES","2017-02-10",null,"Ground/Water Source Heat Pump","Water to Water (space heating/hot water)","Vitocal 300-G","BWC 301.B17","Viessmann Ltd.","BSI KM 554512/14/5/2","BSI",null,"ü YES"]
["ü Eligible",null,"2017-01-27",null,"Ground/Water Source Heat Pump","Water to Water (space heating/hot water)","Vitocal 300-G","BWS 301.B06","Viessmann Ltd.","BSI KM 554512/14/11"]
["ü Eligible","ü YES","2017-02-10",null,"Ground/Water Source Heat Pump","Water to Water (space heating/hot water)","Vitocal 300-G","BWS 301.B06","Viessmann Ltd.","BSI KM 554512/14/11/2","BSI",null,"ü YES"]
["ü Eligible",null,"2017-01-27",null,"Ground/Water Source Heat Pump","Water to Water (space heating/hot water)","Vitocal 300-G","BWS 301.B08","Viessmann Ltd.","BSI KM 554512/14/12"]
["ü Eligible","ü YES","2017-02-10",null,"Ground/Water Source Heat Pump","Water to Water (space heating/hot water)","Vitocal 300-G","BWS 301.B08","Viessmann Ltd.","BSI KM 554512/14/12/2","BSI",null,"ü YES"]
["ü Eligible",null,"2017-01-27",null,"Ground/Water Source Heat Pump","Water to Water (space heating/hot water)","Vitocal 300-G","BWS 301.B10","Viessmann Ltd.","BSI KM 554512/14/13"]
["ü Eligible","ü YES","2017-02-10",null,"Ground/Water Source Heat Pump","Water to Water (space heating/hot water)","Vitocal 300-G","BWS 301.B10","Viessmann Ltd.","BSI KM 554512/14/13/2","BSI",null,"ü YES"]
["ü Eligible",null,"2017-01-27",null,"Ground/Water Source Heat Pump","Water to Water (space heating/hot water)","Vitocal 300-G","BWS 301.B13","Viessmann Ltd.","BSI KM 554512/14/14"]
["ü Eligible","ü YES","2017-02-10",null,"Ground/Water Source Heat Pump","Water to Water (space heating/hot water)","Vitocal 300-G","BWS 301.B13","Viessmann Ltd.","BSI KM 554512/14/14/2","BSI",null,"ü YES"]
["ü Eligible",null,"2017-01-27",null,"Ground/Water Source Heat Pump","Water to Water (space heating/hot water)","Vitocal 300-G","BWS 301.B17","Viessmann Ltd.","BSI KM 554512/14/15"]
["ü Eligible","ü YES","2017-02-10",null,"Ground/Water Source Heat Pump","Water to Water (space heating/hot water)","Vitocal 300-G","BWS 301.B17","Viessmann Ltd.","BSI KM 554512/14/15/2","BSI",null,"ü YES"]
["ü Eligible",null,"2017-01-27",null,"Ground/Water Source Heat Pump","Water to Water (space heating/hot water)","Vitocal 300-G","WW 301.A21","Viessmann Ltd.","BSI KM 554512/07/1"]
["ü Eligible",null,"2017-01-27",null,"Ground/Water Source Heat Pump","Water to Water (space heating/hot water)","Vitocal 300-G","WW 301.A29","Viessmann Ltd.","BSI KM 554512/07/2"]
["ü Eligible",null,"2017-01-27",null,"Ground/Water Source Heat Pump","Water to Water (space heating/hot water)","Vitocal 300-G","WW 301.A45","Viessmann Ltd.","BSI KM 554512/07/3"]
["ü Eligible",null,"2017-01-27",null,"Ground/Water Source Heat Pump","Water to Water (space heating/hot water)","Vitocal 300-G","WWS 301.A21","Viessmann Ltd.","BSI KM 554512/07/4"]
["ü Eligible",null,"2017-01-27",null,"Ground/Water Source Heat Pump","Water to Water (space heating/hot water)","Vitocal 300-G","WWS 301.A29","Viessmann Ltd.","BSI KM 554512/07/5"]
["ü Eligible",null,"2017-01-27",null,"Ground/Water Source Heat Pump","Water to Water (space heating/hot water)","Vitocal 300-G","WWS 301.A45","Viessmann Ltd.","BSI KM 554512/07/6"]
["ü Eligible","ü YES","2017-02-10",null,"Ground/Water Source Heat Pump","Water to Water (space heating/hot water)","Vitocal 300-G (technically similar to BW version)","BW 301.A21","Viessmann Ltd.","BSI KM 554512/07/1/2",null,null,"ü YES"]
["ü Eligible","ü YES","2017-02-10",null,"Ground/Water Source Heat Pump","Water to Water (space heating/hot water)","Vitocal 300-G (technically similar to BW version)","BW 301.A29","Viessmann Ltd.","BSI KM 554512/07/2/2",null,null,"ü YES"]
["ü Eligible","ü YES","2017-02-10",null,"Ground/Water Source Heat Pump","Water to Water (space heating/hot water)","Vitocal 300-G (technically similar to BW version)","BW 301.A45","Viessmann Ltd.","BSI KM 554512/07/3/2",null,null,"ü YES"]
["ü Eligible","ü YES","2017-02-10",null,"Ground/Water Source Heat Pump","Water to Water (space heating/hot water)","Vitocal 300-G (technically similar to BW version)","BWS 301.A21","Viessmann Ltd.","BSI KM 554512/07/4/2",null,null,"ü YES"]
["ü Eligible","ü YES","2017-02-10",null,"Ground/Water Source Heat Pump","Water to Water (space heating/hot water)","Vitocal 300-G (technically similar to BW version)","BWS 301.A29","Viessmann Ltd.","BSI KM 554512/07/5/2",null,null,"ü YES"]
["ü Eligible","ü YES","2017-02-10",null,"Ground/Water Source Heat Pump","Water to Water (space heating/hot water)","Vitocal 300-G (technically similar to BW version)","BWS 301.A45","Viessmann Ltd.","BSI KM 554512/07/6/2",null,null,"ü YES"]
["ü Eligible",null,"2017-01-27",null,"Ground/Water Source Heat Pump","Water to Water (space heating/hot water)","Vitocal 350-G","BW 351.B20","Viessmann Ltd.","BSI KM 554512/16/1"]
["ü Eligible","ü YES","2017-02-10",null,"Ground/Water Source Heat Pump","Water to Water (space heating/hot water)","Vitocal 350-G","BW 351.B20","Viessmann Ltd.","BSI KM 554512/16/1/2","BSI",null,"ü YES"]
["ü Eligible",null,"2017-01-27",null,"Ground/Water Source Heat Pump","Water to Water (space heating/hot water)","Vitocal 350-G","BW 351.B27","Viessmann Ltd.","BSI KM 554512/16/2"]
["ü Eligible","ü YES","2017-02-10",null,"Ground/Water Source Heat Pump","Water to Water (space heating/hot water)","Vitocal 350-G","BW 351.B27","Viessmann Ltd.","BSI KM 554512/16/2/2","BSI",null,"ü YES"]
["ü Eligible",null,"2017-01-27",null,"Ground/Water Source Heat Pump","Water to Water (space heating/hot water)","Vitocal 350-G","BW 351.B33","Viessmann Ltd.","BSI KM 554512/16/3"]
["ü Eligible","ü YES","2017-02-10",null,"Ground/Water Source Heat Pump","Water to Water (space heating/hot water)","Vitocal 350-G","BW 351.B33","Viessmann Ltd.","BSI KM 554512/16/3/2","BSI",null,"ü YES"]
["ü Eligible",null,"2017-01-27",null,"Ground/Water Source Heat Pump","Water to Water (space heating/hot water)","Vitocal 350-G","BW 351.B42","Viessmann Ltd.","BSI KM 554512/16/4"]
["ü Eligible","ü YES","2017-02-10",null,"Ground/Water Source Heat Pump","Water to Water (space heating/hot water)","Vitocal 350-G","BW 351.B42","Viessmann Ltd.","BSI KM 554512/16/4/2","BSI",null,"ü YES"]
["ü Eligible",null,"2017-01-27",null,"Ground/Water Source Heat Pump","Water to Water (space heating/hot water)","Vitocal 350-G","BWS 351.B20","Viessmann Ltd.","BSI KM 554512/16/5"]
["ü Eligible","ü YES","2017-02-10",null,"Ground/Water Source Heat Pump","Water to Water (space heating/hot water)","Vitocal 350-G","BWS 351.B20","Viessmann Ltd.","BSI KM 554512/16/5/2","BSI",null,"ü YES"]
["ü Eligible",null,"2017-01-27",null,"Ground/Water Source Heat Pump","Water to Water (space heating/hot water)","Vitocal 350-G","BWS 351.B27","Viessmann Ltd.","BSI KM 554512/16/6"]
["ü Eligible","ü YES","2017-02-10",null,"Ground/Water Source Heat Pump","Water to Water (space heating/hot water)","Vitocal 350-G","BWS 351.B27","Viessmann Ltd.","BSI KM 554512/16/6/2","BSI",null,"ü YES"]
["ü Eligible",null,"2017-01-27",null,"Ground/Water Source Heat Pump","Water to Water (space heating/hot water)","Vitocal 350-G","BWS 351.B33","Viessmann Ltd.","BSI KM 554512/16/7"]
["ü Eligible","ü YES","2017-02-10",null,"Ground/Water Source Heat Pump","Water to Water (space heating/hot water)","Vitocal 350-G","BWS 351.B33","Viessmann Ltd.","BSI KM 554512/16/7/2","BSI",null,"ü YES"]
["ü Eligible",null,"2017-01-27",null,"Ground/Water Source Heat Pump","Water to Water (space heating/hot water)","Vitocal 350-G","BWS 351.B42","Viessmann Ltd.","BSI KM 554512/16/8",null,null,null,null,null,null,null,null,null,null,null,null,null,null,null,null,null,null,null,null,null,null,"Yes",null,null,null,"BBA","NO"]
["ü Eligible","ü YES","2017-02-10",null,"Ground/Water Source Heat Pump","Water to Water (space heating/hot water)","Vitocal 350-G","BWS 351.B42","Viessmann Ltd.","BSI KM 554512/16/8/2","BSI",null,"ü YES"]
["û Ineligible",null,"2016-07-22",null,"Solar Assisted Heat Pump","Air to Water (hot water only)","BMTB 130L","BMTB 130L","Magic Thermodynamic Box Limited","MCS HP0234/02","BRE","Not an eligible technology"]
["û Ineligible",null,"2016-09-09",null,"Solar Assisted Heat Pump","Air to Water (hot water only)","BMTB 200L","BMTB 200L","Magic Thermodynamic Box Limited","MCS HP0234/03","BRE","Not an eligible technology"]
["û Ineligible",null,"2016-04-13",null,"Solar Assisted Heat Pump","Air to Water (hot water only)","Energie ECO 250 series Solar Assisted Heat Pump for water heating","ECO 250esm","Energie EST Lda","INT HP21831/01","Intertek","Ineligibile technology type: Solar assisted heat pumps are not a supported technology type"]
["û Ineligible",null,"2016-04-13",null,"Solar Assisted Heat Pump","Air to Water (hot water only)","Energie ECO 250 series Solar Assisted Heat Pump for water heating","ECO 250i","Energie EST Lda","INT HP21831/02","Intertek","Ineligibile technology type: Solar assisted heat pumps are not a supported technology type"]
["û Ineligible",null,"2016-04-13",null,"Solar Assisted Heat Pump","Air to Water (hot water only)","Energie ECO 250 series Solar Assisted Heat Pump for water heating","ECO 250is","Energie EST Lda","INT HP21831/03","Intertek","Ineligibile technology type: Solar assisted heat pumps are not a supported technology type"]
["û Ineligible",null,"2016-04-13",null,"Solar Assisted Heat Pump","Air to Water (hot water only)","Energie ECO 250 series Solar Assisted Heat Pump for water heating","ECO 250isx","Energie EST Lda","INT HP21831/04","Intertek","Ineligibile technology type: Solar assisted heat pumps are not a supported technology type"]
["û Ineligible",null,"2016-04-13",null,"Solar Assisted Heat Pump","Air to Water (hot water only)","Energie ECO 250 series Solar Assisted Heat Pump for water heating","ECO 250ix","Energie EST Lda","INT HP21831/05","Intertek","Ineligibile technology type: Solar assisted heat pumps are not a supported technology type"]
["ü Eligible",null,"2016-11-30",null,"Solar Keymark","Concentrating collector","FOCUS","FOCUS","Sun Gen S.r.l.","KIP0000689/00","KIWA"]
["ü Eligible",null,"2017-01-09",null,"Solar Keymark","Concentrating collector","RTS plus","RTS plus","Sunaitec","PSK-001/2017","SUNAITEC"]
["ü Eligible",null,"2013-10-21",null,"Solar Keymark","Evacuated tube","FKA VP100 8, 10*, 12*, 16","FKA VP100 8, 10*, 12*, 16","IES-Rudert (Asia) Limited","011-7S1536 R","TUV Rheinland"]
["ü Eligible",null,"2009-07-14",null,"Solar Keymark","Evacuated tube","FKA-VP-10, FKA-VP-15, FKA-VP-20, FKA-VP-25, FKA-VP-30","FKA-VP-10, FKA-VP-15, FKA-VP-20, FKA-VP-25, FKA-VP-30","IES-Rudert (Asia) Limited","011-7S1214 R","TUV Rheinland"]
["ü Eligible",null,"2009-07-15",null,"Solar Keymark","Evacuated tubE","Gravitation CPC 5/ 10 /15 / 20","Gravitation CPC 5/ 10 /15 / 20","D & K Solar GmbH","011-7S559 R","TUV Rheinland"]
["ü Eligible",null,"2011-11-18",null,"Solar Keymark","Evacuated tube","YN58-10, YN58-15, YN58-20, YN58-25, YN58-30",null,"Zhejiang Yuanneng New Energy Co., ltd","011-7S1768 R"]
["ü Eligible",null,"2011-08-26",null,"Solar Keymark","Evacuated Tube Collector","FD-SC-15, FD-SC-18, FD-SC-20, FD-SC-24","FD-SC-15, FD-SC-18, FD-SC-20, FD-SC-24","Haining Fadi Solar Energy Co., Ltd","011-7S1690 R","DIN CERTCO"]
["ü Eligible",null,"2015-07-06",null,"Solar Keymark","Evacuated Tube Collector","HONE501:4","HONE501:4","Photonomi Group","011-7S2527 R","DIN CERTCO"]
["ü Eligible",null,"2017-12-13",null,"Solar Keymark","Evacuated tube collector","HY-H58-10, 12, 15, 18, 20, 22, 24, 25, 30","HY-H58-10, 12, 15, 18, 20, 22, 24, 25, 30","HAYA SOLAR GROUP LIMITED","SC1378-17","SP"]
["ü Eligible",null,"2015-06-01",null,"Solar Keymark","Evacuated Tube Collector","SP501:4","SP501:4","Photonomi Group","011-7s2523 R","DIN CERTCO"]
["? To be determined",null,"2015-04-28",null,"Solar Keymark","Evacuated Tube Collector","Sunworker Extreme-10, Sunworker Extreme-20, Sunworker Extreme-30","Sunworker Extreme-10, Sunworker Extreme-20, Sunworker Extreme-30","Westech-Solar Energy GmbH","SP SC0319-15","SP"]
["ü Eligible",null,"2015-06-24",null,"Solar Keymark","Evacuated Tube Collector","SZ58/1800-10H5, SZ58/1800-15H5, SZ58/1800-20H5, SZ58/1800-25H5, SZ58/1800-30H5","SZ58/1800-10H5, SZ58/1800-15H5, SZ58/1800-20H5, SZ58/1800-25H5, SZ58/1800-30H5","Jiangsu Micoe Solar Energy Co., Ltd.","SP SC0417-15","SP"]
["? To be determined",null,"2015-04-21",null,"Solar Keymark","Evacuated Tube Collector","TWL HLK20, TWL HLK30","TWL HLK20, TWL HLK30","TWL-Technologie GmbH","SP SC0175-15","SP"]
["ü Eligible",null,"2014-12-17",null,"Solar Keymark","Evacuated Tube Collector","XL 19/33 P*, XL 15/26* XL 15/39 P*","XL 19/33 P*, XL 15/26* XL 15/39 P*","Ritter Solar GmbH","011-7S2434 R","DIN CERTCO"]
["ü Eligible",null,"2016-09-13",null,"Solar Keymark","Evacuated tubular collector","BPS-58-1800-10/ Heat Pipe 10, BPS-58-1800-10/ Heat Pipe 22, BPS-58-1800-10/ Heat Pipe 30","BPS-58-1800-10/ Heat Pipe 10, BPS-58-1800-10/ Heat Pipe 22, BPS-58-1800-10/ Heat Pipe 30","ACV Polska sp. z.o.o","011-7S1865 R","DINCERTCO"]
["ü Eligible",null,"2017-05-07",null,"Solar Keymark","Evacuated tubular collector","CPC 6 INOX, CPC 6 OEM","CPC 6 INOX, CPC 6 OEM","SOLFEX LTD","011-7S495 R."]
["ü Eligible",null,"2017-05-12",null,"Solar Keymark","Evacuated tubular collector","Enersol HP 70-8, Enersol HP 70-16, Enersol HP 70-24","Enersol HP 70-8, Enersol HP 70-16, Enersol HP 70-24","Enertech GmbH","011-7S2762 R","TUV Rheinland"]
["ü Eligible",null,"2015-01-29",null,"Solar Keymark","Evacuated Tubular Collector","Ensolar-58/1800-20 through to Ensolar-58/1800-30","Ensolar-58/1800-20 through to Ensolar-58/1800-30","Shandong Enzoon Solar Technology","SP SC0077-15","SP"]
["ü Eligible",null,"2017-01-10",null,"Solar Keymark","Evacuated tubular collector","Eurothermic 6VTN,Eurothermic 7VTN,Eurothermic 8VTN,Eurothermic 9VTN,Eurothermic 10VTN,Eurothermic 12VTN,Eurothermic 14VTN,Eurothermic 16VTN","Eurothermic 6VTN,Eurothermic 7VTN,Eurothermic 8VTN,Eurothermic 9VTN,Eurothermic 10VTN,Eurothermic 12VTN,Eurothermic 14VTN,Eurothermic 16VTN","Carbomat Group","OEM 9954/2/1","DQS HELLAS"]
["ü Eligible",null,"2017-06-20",null,"Solar Keymark","Evacuated tubular collector","HHG RK1-10, HHG RK1-18,HHG RK1-22,HHG RK1-30","HHG RK1-10, HHG RK1-18,HHG RK1-22,HHG RK1-30","HHG Haustechnik Handels GmbH","011-7S2774 R","TUV Rheinland"]
["ü Eligible",null,"2017-06-19",null,"Solar Keymark","Evacuated tubular collector","JXSPC-10, JXSPC-12, JXSPC-15, JXSPC-18, JXSPC-20, JXSPC-24, JXSPC-25, JXSPC-30","JXSPC-10, JXSPC-12, JXSPC-15, JXSPC-18, JXSPC-20, JXSPC-24, JXSPC-25, JXSPC-30",null,"SP SC0823-17","SP"]
["ü Eligible",null,"2015-01-28",null,"Solar Keymark","Evacuated Tubular Collector","LN-58/1800-20 through to LN-58/1800-30","LN-58/1800-20 through to LN-58/1800-30","Shandong Linuo New Material / LINUO SOLAR","SP SC1018-14","SP"]
["ü Eligible",null,"2017-02-01",null,"Solar Keymark","Evacuated tubular collector","OEM21","OEM21","SOLFEX LTD ","011-7S2662 R","DINCERTCO"]
["ü Eligible",null,"2017-06-27",null,"Solar Keymark","Evacuated Tubular Collector","Panello Sky Pro 8 CPC 58, Panello Sky Pro 8 Advanced, Panello Natural Sky 8-120L","Panello Sky Pro 8 CPC 58, Panello Sky Pro 8 Advanced, Panello Natural Sky 8-120L","C&G Energy S.R.L\n","011-7S2666 R","DIN CERTCO"]
["ü Eligible",null,"2017-06-27",null,"Solar Keymark","Evacuated Tubular Collector","Pannello Sky Pro 8L CPC 58, 10L CPC 58, 12L CPC 58, 14L CPC 58, 16L CPC 58, 18L CPC 58, 20L CPC 58, Pannello Sky Pro 8L Advanced, 10L Advanced,  12L Advanced,  14L Advanced,  16L Advanced,  18L Advanced,  20L Advanced      ","Pannello Sky Pro 8L CPC 58, 10L CPC 58, 12L CPC 58, 14L CPC 58, 16L CPC 58, 18L CPC 58, 20L CPC 58, Pannello Sky Pro 8L Advanced, 10L Advanced,  12L Advanced,  14L Advanced,  16L Advanced,  18L Advanced,  20L Advanced      \n","C&G Energy S.R.L","011-7S2664 R","DIN CERTCO"]
["ü Eligible",null,"2015-01-15",null,"Solar Keymark","Evacuated Tubular Collector","Plasma Spectral CPC 8,15,20,24","Plasma Spectral CPC 8,15,20,24","Orionsolar Energietechnik GmbH","SP SC0014-15","SP"]
["ü Eligible",null,"2017-07-31",null,"Solar Keymark","Evacuated Tubular Collector","PolarStar CPC14, PolarStar CPC18","PolarStar CPC14, PolarStar CPC18","Fatherboard Computer Gmbh","011-7S2772 R","DIN CERTCO"]
["ü Eligible",null,"2017-04-26",null,"Solar Keymark","Evacuated tubular collector","QR58-12, QR58-15, QR58-18, QR58-20, QR58-24, QR58-25, QR58-30","QR58-12, QR58-15, QR58-18, QR58-20, QR58-24, QR58-25, QR58-30","Haining Qiruite Photoelectric CO., Ltd.","SP SC0511-17","SP"]
["ü Eligible",null,"2016-12-06",null,"Solar Keymark","Evacuated tubular collector","RK 12, RK 13, RK 14, RK 15, RK 16, RK 17, RK 18, RK 19, RK 20, RK 20, RK 21, RK 22, RK 23, RK 24, RK 26, RK 28, RK 30","RK 12, RK 13, RK 14, RK 15, RK 16, RK 17, RK 18, RK 19, RK 20, RK 20, RK 21, RK 22, RK 23, RK 24, RK 26, RK 28, RK 30","Tepto Gbr.","011-7S2654 R","Dincertco"]
["ü Eligible",null,"2016-10-14",null,"Solar Keymark","Evacuated tubular collector","Solius TuboSol HP 10 tubes, Solius TuboSol HP 15 tubes, Solius TuboSol HP 25 tubes","Solius TuboSol HP 10 tubes, Solius TuboSol HP 15 tubes, Solius TuboSol HP 25 tubes","CIRELIUS, Lda.","011-7S1992 R","DINCERTCO"]
["ü Eligible",null,"2105-12-22",null,"Solar Keymark","Evacuated Tubular Collector","SPU-58/1800-8,SPU-58/1800-10,SPU-58/1800-12,SPU-58/1800-15,SPU-58/1800-18,SPU-58/1800-20,SPU-58/1800-24,SPU-58/1800-30","SPU-58/1800-8,SPU-58/1800-10,SPU-58/1800-12,SPU-58/1800-15,SPU-58/1800-18,SPU-58/1800-20,SPU-58/1800-24,SPU-58/1800-30","Jiangsu Sunpower Solar Technology Co., Ltd","SP SC0932-15","SP"]
["ü Eligible",null,"2011-05-20",null,"Solar Keymark","Evacuated tubular collector","TS-24-58PA","TS-24-58PA","Tec-solar Energy Industry Co.,Ltd.","SP SC0601-13","SP Technical research Insitute of Sweden"]
["ü Eligible",null,"2017-07-11",null,"Solar Keymark","Evacuated tubular collector","Vitsol 200-TM SPEA 1.63m","Vitsol 200-TM SPEA 1.63m","Viessmann Werke gmbH & co,KG","011-7S2749 R","TUV Rheinland"]
["ü Eligible",null,"2017-07-11",null,"Solar Keymark","Evacuated tubular collector","Vitsol 200-TM SPEA 3.26m","Vitsol 200-TM SPEA 3.26m","Viessmann Werke gmbH & co,KG","011-7S2750 R","TUV Rheinland"]
["ü Eligible",null,"2017-06-30",null,"Solar Keymark","Evacuated tubular collector","Vitsol 300-TM SP3C 1.25m HW, 1.51m HW, 3.03m HW","Vitsol 300-TM SP3C 1.25m HW, 1.51m HW, 3.03m HW","Viessmann Werke gmbH & co,KG","011-7S2780 R","TUV Rheinland"]
["ü Eligible",null,"2017-07-11",null,"Solar Keymark","Evacuated tubular collector","Vitsol 300-TM SP3C 1.51m",null,"Viessmann Werke gmbH & co,KG","011-7S2747 R","TUV Rheinland"]
["ü Eligible",null,"2013-10-21",null,"Solar Keymark","Evacuated tubular collector","Vitsol 300-TM SP3C 3.03m","Vitsol 300-TM SP3C 3.03m","Viessmann Werke gmbH & co,KG","011-7S2748 R","TUV Rheinland"]
["ü Eligible",null,"2017-10-20",null,"Solar Keymark","Evacuated tubular collector ","SUN 501.20, 551.20, 501.30, 551.30","SUN 501.20, 551.20, 501.30, 551.30","S.A.S. LACAZE ENERGIES","011-7S2798 R","DIN CERTCO\n"]
["ü Eligible",null,"2017-12-20",null,"Solar Keymark","Evacuated tubular collector ","TZ58/1800-10R (R2), -12R,-15R,-18R,-20R,-22R,-24R,-25R,-28R,-30R","TZ58/1800-10R (R2), -12R,-15R,-18R,-20R,-22R,-24R,-25R,-28R,-30R","Jiangsu Sunrain Solar Energy Co.,Ltd ","SC1195-17","RISE E 012"]
["ü Eligible",null,"2017-07-31",null,"Solar Keymark","Evacuated tubular collector ","Zefyr 24, 36, 48, 59, 71","Zefyr 24, 36, 48, 59, 71","Avalen Srl","011-7S2779 R","DIN CERTCO"]
["ü Eligible",null,"2017-08-30",null,"Solar Keymark","Evacuated tubular collector ","Zefyr 83","Zefyr 83","Avalen Srl","011-7S2788 R","DIN CERTCO"]
["ü Eligible",null,"2018-01-19",null,"Solar Keymark","Evacuated tubular collector \n","MEGA-Kollecktor","MEGA-Kollecktor\n","Ako Tec Produktionsgesellschaft mbH","011-7S2827 R"]
["ü Eligible",null,"2017-08-02",null,"Solar Keymark","Evacuated tubular collector \n","XL 15/26 P","XL 15/26 P\n","Ritter Energie- und Umwelttechnik GmbH & Co. KG","011-7S2434 R"]
["ü Eligible",null,"2013-10-04",null,"Solar Keymark","Evacuated tubular colletor","Varisol DF (single tube), Varisol DF (for 10 tubes)","Varisol DF (single tube), Varisol DF (for 10 tubes)","Kingspan Environmental Ltd.","011-7S1238 R","DINCERTCO"]
["ü Eligible",null,"2015-02-12",null,"Solar Keymark","Flat plat collector","FT220Cs,FT225Cs,FT230Cs,FT235Cs,FT240Cs,FT245Cs,FT250Cs","FT220Cs,FT225Cs,FT230Cs,FT235Cs,FT240Cs,FT245Cs,FT250Cs","Fototherm S.r.l.","KIP-087020/01","KIWA"]
["ü Eligible",null,"2013-10-30",null,"Solar Keymark","Flat plate collector","AELIOS AIB 1500, AELIOS AIB 2000, AELIOS AIB 2600","AELIOS AIB 1500, AELIOS AIB 2000, AELIOS AIB 2600","NOBEL INTERNATIONAL EAD","SKM 9965/9","DQS Hellas"]
["ü Eligible",null,"2013-10-30",null,"Solar Keymark","Flat plate collector","AELIOS AIS 1500, AELIOS AIS 2000, AELIOS AIS 2600","AELIOS AIS 1500, AELIOS AIS 2000, AELIOS AIS 2600","NOBEL INTERNATIONAL EAD","SKM 9965/8","DQS Hellas"]
["ü Eligible",null,"2013-10-30",null,"Solar Keymark","Flat plate collector","AELIOS CuB 1500, AELIOS CuB 2000, AELIOS CuB 2600","AELIOS CuB 1500, AELIOS CuB 2000, AELIOS CuB 2600","NOBEL INTERNATIONAL EAD","SKM 9965/7","DQS Hellas"]
["ü Eligible",null,"2013-10-30",null,"Solar Keymark","Flat plate collector","AELIOS CuS 1500, AELIOS CuS 2000, AELIOS CuS 2600","AELIOS CuS 1500, AELIOS CuS 2000, AELIOS CuS 2600","NOBEL INTERNATIONAL EAD","SKM 9965/6","DQS Hellas"]
["ü Eligible",null,"2013-07-11",null,"Solar Keymark","Flat plate collector","AES-REGENERATIO 2100","AES-REGENERATIO 2100","AES Energiesysteme GmbH","011-7S2161 F","Dincertco"]
["ü Eligible",null,"2012-04-26",null,"Solar Keymark","Flat plate collector","ALDO+Quer, ALDO+Hoch","ALDO+Quer, ALDO+Hoch","Helvetic Energy GmbH","011-7S2692 F","DINCERTCO"]
["ü Eligible",null,"2015-12-20",null,"Solar Keymark","Flat Plate Collector","ALS 1.5, ALS 2.0, ALS 2.3, ALS 2.5","ALS 1.5, ALS 2.0, ALS 2.3, ALS 2.5","SIRAKIAN ANDRONIKOS MON. I.K.E.","SKM 9983","DQS Hellas"]
["ü Eligible",null,"2017-05-05",null,"Solar Keymark","Flat plate collector","AMP AR 2.38, AMP AR 2.51","AMP AR 2.38, AMP AR 2.51","SUNEX S.A.","078/000283","AENOR"]
["ü Eligible",null,"2017-05-05",null,"Solar Keymark","Flat plate collector","AMP AR 2.85","AMP AR 2.85","SUNEX S.A.","078/000290","AENOR"]
["ü Eligible",null,"2013-10-30",null,"Solar Keymark","Flat plate collector","APOLLON AL12 - 2000, Apollon AL12 - 2600","APOLLON AL12 - 2000, Apollon AL12 - 2600","NOBEL INTERNATIONAL EAD","SKM 9965/10"]
["ü Eligible",null,"2016-08-08",null,"Solar Keymark","Flat plate collector","Arcobaleno NS","Arcobaleno NS","Emmeti spa","011-7S2691 F","DINCERTCO"]
["ü Eligible",null,"2017-04-21",null,"Solar Keymark","Flat plate collector","ARIS 2001","ARIS 2001","SAMMLER B. Michalopoulos sa","011-7S2755 F","DINCERTCO"]
["ü Eligible",null,"2017-03-20",null,"Solar Keymark","Flat Plate collector","ASA MQ2.5 VT 4 CONN","ASA MQ2.5 VT 4 CONN","Cordivari S.r.l","011-7S2185 F","DINCERTCO"]
["ü Eligible",null,"2015-04-28",null,"Solar Keymark","Flat Plate Collector","AS-Sunline 2100","AS-Sunline 2100","ASOTEC GmbH","011-7S2509 F","DIN CERTCO"]
["ü Eligible",null,"2016-12-08",null,"Solar Keymark","Flat Plate Collector","Basic Comfort","Basic Comfort","FK Solartechnik GmbH","011-7S2712 F","Dincertco"]
["ü Eligible",null,"2015-04-22",null,"Solar Keymark","Flat Plate Collector","BLU, BLUx","BLU, BLUx","Sunerg Solar S.r.l","011-7s2496 F","DIN"]
["ü Eligible",null,"2015-04-22",null,"Solar Keymark","Flat Plate Collector","BLU, BLUx","BLU, BLUx","Sunerg Solar S.r.l","011-7S2497 F","DIN CERTCO"]
["ü Eligible",null,"2015-04-22",null,"Solar Keymark","Flat Plate Collector","BLUh*, BLUhx","BLUh*, BLUhx","Sunerg Solar S.r.l","011-7s2495 F","DIN CERTCO"]
["ü Eligible",null,"2012-11-20",null,"Solar Keymark","Flat Plate Collector","Bosch FCB220-2V","Bosch FCB220-2V","Bosch Thermotechnik GmbH","011-7S2203 F","Dincertco"]
["ü Eligible",null,"2013-03-25","2018-01-06","Solar Keymark","Flat Plate Collector","BS Solid Gren SS20*","BS Solid Gren SS20*","B&S Wärmetechnik und Wohnen","011-7S2120 F","DIN CERTCO"]
["ü Eligible",null,"2016-08-08",null,"Solar Keymark","Flat Plate collector","CAS1-F8, CAS2-F8,CAS3-F8, CAS4-F8","CAS1-F8, CAS2-F8,CAS3-F8, CAS4-F8","VELPA SOLAR HEATERS, LTD","PSK-019/2016","Certif"]
["ü Eligible",null,"2017-02-21",null,"Solar Keymark","Flat Plate collector","CFP-C-200","CFP-C-200","Bach Khoa Investment and Development of Solar Energy Corporation","011-7S2733 F","DINCERTCO"]
["ü Eligible",null,"2013-10-21",null,"Solar Keymark","Flat plate collector","COPA SolAL21*, COPA SolAL25","COPA SolAL21*, COPA SolAL25","COPA Heizung GmbH","011-7S2249 F","Dincertco"]
["ü Eligible",null,"2014-07-22",null,"Solar Keymark","Flat plate collector","CP20TSS","CP20TSS","Riello S.p.A","011-7S2400 F","DINCERTCO"]
["ü Eligible",null,"2016-04-09",null,"Solar Keymark","Flat plate collector","CP25TOS","CP25TOS","Riello S.p.A","011-7S2505 F","DINCERTCO"]
["ü Eligible",null,"2014-07-22",null,"Solar Keymark","Flat plate collector","CP25TVS","CP25TVS","Riello S.p.A","011-7S2399 F","DINCERTCO"]
["ü Eligible",null,"2015-05-13",null,"Solar Keymark","Flat Plate Collector","CRS ES2.2, CRS ES2.5","CRS ES2.2, CRS ES2.5","Crsolar-Unipessoal, L.D.A","078/000237","Aenor"]
["ü Eligible",null,"2015-05-13",null,"Solar Keymark","flat Plate Collector","CRS VS2.2, CRS VS2.6","CRS VS2.2, CRS VS2.6","Crsolar-Unipessoal, L.D.A","078/000238","Aenor"]
["ü Eligible",null,"2017-05-24",null,"Solar Keymark","Flat Plate Collector","CS 3300, CS 4300","CS 3300, CS 4300","Sunlife","011-7S2764 F","TUV Rheinland"]
["ü Eligible",null,"2016-04-19",null,"Solar Keymark","Flat plate collector","CSA 25 R","CSA 25 R","Riello NV/SA","011-7S2643 F","DINCERTCO"]
["ü Eligible",null,"2016-04-19",null,"Solar Keymark","Flat plate collector","CSA0 25 R","CSA0 25 R","Riello NV/SA","011-7S2644 F","DINCERTCO"]
["ü Eligible",null,"2015-10-09",null,"Solar Keymark","Flat plate collector","CSAL 25 R","CSAL 25 R","Riello S.p.A","011-7S2594 F","DINCERTCO"]
["ü Eligible",null,"2016-04-19",null,"Solar Keymark","Flat plate collector","CSAL 25 RS","CSAL 25 RS","Riello NV/SA","011-7S2645 F","DINCERTCO"]
["ü Eligible",null,"2015-07-14",null,"Solar Keymark","Flat Plate Collector","Dedalos 1.50, 1.70, 2.00, 2.50.","Dedalos 1.50, 1.70, 2.00, 2.50.","Vesta Solar Heaters Ltd.","SK08055391501","TUV NORD"]
["ü Eligible",null,"2016-12-15",null,"Solar Keymark","Flat Plate collector","Economy Aelios CuS 1500, Economy Aelios CuS 2000, Economy Aelios CuS 2600","Economy Aelios CuS 1500, Economy Aelios CuS 2000, Economy Aelios CuS 2600","Economy International Ltd","OEM 9965/6/3","DQS Hellas"]
["ü Eligible",null,"2015-04-02",null,"Solar Keymark","Flat Plate Collector","EcoSolar AF4  - (H/-)(R/-)(N/-)(P/-)(1/-)","EcoSolar AF4  -(H/-) (R/-) (N/-) (P/-) (1/-)","Bongioanni Caldaie S.r.l.","KIP-084876/02","KIWA"]
["ü Eligible",null,"2014-06-25",null,"Solar Keymark","Flat Plate Collector","EcoSolar CX6-V/H","EcoSolar CX6-V/H","Bongioanni","KIP-083600-01","KIWA"]
["ü Eligible",null,"2015-03-13",null,"Solar Keymark","Flat Plate Collector","EL 2.5 CA, EL 2.0 CA, EL 1.8 CA, EL 1.5 CA","EL 2.5 CA, EL 2.0 CA, EL 1.8 CA, EL 1.5 CA","Elcora Ltd.","SK08055361501","TUV NORD"]
["ü Eligible",null,"2015-03-13",null,"Solar Keymark","Flat Plate Collector","ELCO-M52V","ELCO-M52V","Metalco Heaters Ltd.","SK08055401501","TUV NORD"]
["ü Eligible",null,"2015-05-13",null,"Solar Keymark","Flat Plate Collector","ELEKTRA One 1.7H","ELEKTRA One 1.7H","SOLOTOP Schuppisser AG","011-7S2518 F","DIN CERTCO"]
["ü Eligible",null,"2015-07-27",null,"Solar Keymark","Flat Plate Collector","EM2V/2,0 AL-CU","EM2V/2,0 AL-CU","Eco Jura Sp. Z.o.o.","011-7S2562 F","TUV Rheinland"]
["ü Eligible",null,"2015-04-27",null,"Solar Keymark","Flat Plate Collector","Energy + Evo 25 HD, Energy + Evo 25 VD","Energy + Evo 25 HD, Energy + Evo 25 VD","DIMAS SA SOLAR","011-7S2506 F","DIN CERTCO"]
["ü Eligible",null,"2016-03-25",null,"Solar Keymark","Flat plate collector","EPI 20, EPI 12, EPI 25, EPI 16, EPI 54","EPI 20, EPI 12, EPI 25, EPI 16, EPI 54","TSAKIROGLOU ANTONIOS & SIA EE","OEM 9921/2/3","DQS Hellas"]
["ü Eligible",null,"2016-03-11",null,"Solar Keymark","Flat plate Collector","ES2V/2.65S AL-CU, ES2V/2, 65B AL-CU","ES2V/2.65S AL-CU, ES2V/2, 65B AL-CU","Energetyka Solarna ensol SP. Z.o.o","011-7S2637 F","DINCERTCO"]
["ü Eligible",null,"2016-11-29",null,"Solar Keymark","Flat Plate Collector","ES2V2,0HE-B,  ES2V2,0HE-S","ES2V2,0HE-B,  ES2V2,0HE-S","Energetyka Solarna ensol SP. Z.o.o.","011-7S2722 F","Dincertco"]
["ü Eligible",null,"2015-07-10",null,"Solar Keymark","Flat Plate Collector","ETH 11250, EH11260, ETH 12040","TH 11250, EH11260 and ETH 12040","Carbomat","PSK-010/2015","Certif"]
["ü Eligible",null,"2017-04-13",null,"Solar Keymark","Flat plate collector","EURO L20 MH AR","EURO L20 MH AR","Wagner Solar GmbH","011-7S2743 F","DINCERTCO"]
["ü Eligible",null,"2016-01-28",null,"Solar Keymark","Flat Plate Collector","FDE-HYBRID","FDE-HYBRID","F.D.E. Solar S.r.l.","KIP0001071/00","KIWA"]
["ü Eligible",null,"2013-12-19",null,"Solar Keymark","Flat Plate collector","FK 500 A, FK 550 A","FK 500 A, FK 550 A","Agila Solar GmbH","011-7S1565 F","DINCERTCO"]
["ü Eligible",null,"2009-07-15",null,"Solar Keymark","Flat Plate Collector","FK 8210 4H Prestige, FK 7210 Elite AL","FK 8210 4H Prestige, FK 7210 Elite AL","ESTEC GmbH & Co. KG","011-7S745 F.","DIN CERTCO"]
["ü Eligible",null,"2017-03-03",null,"Solar Keymark","Flat Plate collector","FP 1.20.0 LE sc","FP 1.20.0 LE sc","Kioto Clear Energy","011-7S1365 F","DINCERTCO"]
["ü Eligible",null,"2017-06-19",null,"Solar Keymark","Flat plate Collector","FT220Cs, FT225Cs, FT230Cs, FT235Cs, FT240Cs, FT250Cs","FT220Cs, FT225Cs, FT230Cs, FT235Cs, FT240Cs, FT250Cs","Fotother S.p.A","KIP-087020/01.","KIWA"]
["ü Eligible",null,"2016-11-17",null,"Solar Keymark","Flat plate collector","gigaSol HH OR 2, gigaSol HH OR 3, gigaSol HH OR 4, gigaSol HH OR 5, gigaSol OR 4, gigaSol OR 6, gigaSol OR 8, gigaSol OR 10","gigaSol HH OR 2, gigaSol HH OR 3, gigaSol HH OR 4, gigaSol HH OR 5, gigaSol OR 4, gigaSol OR 6, gigaSol OR 8, gigaSol OR 10","GASOKOL GmbH","011-7S2214 F.","Dincertco"]
["ü Eligible",null,"2012-06-27",null,"Solar Keymark","Flat plate collector","Hansa Col 2.5 (Mäander)","Hansa Col 2.5 (Mäander)","Hansa Oel und Gasbrenner GmbH","011-7S1930 F","DINCERTCO"]
["ü Eligible",null,"2016-11-14",null,"Solar Keymark","Flat Plate Collector","HBP xxx-850 (XXX = 250Wp to 270 Wp with 5Wp steps)","HBP xxx-850 (XXX = 250Wp to 270 Wp with 5Wp steps)","Sani-Tech Group S.r.l.","KIP0001153/01","KIWA"]
["ü Eligible",null,"2017-04-19",null,"Solar Keymark","Flat plate collector","HDG SK 350","HDG SK 350","HDG Bavaria GmbH","011-7S2687 F","DINCERTCO"]
["ü Eligible",null,"2015-06-02",null,"Solar Keymark","Flat Plate Collector","Heatrae Sadia (Megaflo) Sol 250","Heatrae Sadia (Megaflo) Sol 250","BDR Thermea Group B.V.","078/000230","Aenor"]
["ü Eligible",null,"2016-12-21","2018-01-24","Solar Keymark","Flat Plate Collector","HNRG xxx (xxx = 250Wp to 275Wp with 5Wp steps)","HNRG xxx (xxx = 250Wp to 275Wp with 5Wp steps)","Pegoraro Energia S.r.l.","KIP0001248/00","KIWA"]
["ü Eligible",null,"2015-04-15",null,"Solar Keymark","Flat Plate Collector","HON-CL-PMP","HON-CL-PMP","Honeywell Technologies Sarl","PSK-007/2015","Certif"]
["ü Eligible",null,"2015-04-15",null,"Solar Keymark","Flat Plate Collector","HON-CL-PMS","HON-CL-PMS","Honeywell Technologies Sarl","psk-006/2015","Certif"]
["ü Eligible",null,"2016-05-19",null,"Solar Keymark","Flat Plate Collector","HPC-1,6","HPC-1,6","Hrsolar B. V.","KIP-092289/00","KIWA"]
["ü Eligible",null,"2015-06-01",null,"Solar Keymark","Flat Plate Collector","Hybrid 2000","Hybrid 2000","RE-Enrgiespartechnik","011-7S2524 F","DIN CERTCO"]
["ü Eligible",null,"2015-04-28",null,"Solar Keymark","Flat Plate Collector","Idt-Solar1","Idt-Solar1","UAB IDEATHERM","011-7S2513 F","DIN CERTCO"]
["ü Eligible",null,"2015-10-15",null,"Solar Keymark","Flat Plate Collector","Isol 2,5 m2","Isol 2,5 m2","ATAG Heating Technology UK Limited","KIP-089870/01","KIWA"]
["ü Eligible",null,"2012-11-20",null,"Solar Keymark","Flat Plate Collector","Junkers FCB-2S","Junkers FCB-2S","Bosch Thermotechnik GmbH","011-7S2204 F","Dincertco"]
["ü Eligible",null,"2016-12-02",null,"Solar Keymark","Flat Plate Collector","K5-3Giga+, K5-4Giga+, K5Giga+","K5-3Giga+, K5-4Giga+, K5Giga+","KBB Kollektorbau GmbH","011-7S2437 F","Dincertco"]
["ü Eligible",null,"2016-12-08",null,"Solar Keymark","Flat Plate Collector","Kairos CF 2.0-1","Kairos CF 2.0-1","Ariston Thermo S.p.A","011-7S2614 F","Dincertco"]
["ü Eligible",null,"2015-03-13",null,"Solar Keymark","Flat Plate Collector","KCSA/D 2.0 SKM, KCSA/D 1.5 SKM","KCSA/D 2.0 SKM, KCSA/D 1.5 SKM","Thermosifones Kafson Ltd.","SK08055371501","TUV NORD"]
["ü Eligible",null,"2015-05-28",null,"Solar Keymark","Flat Plate Collector","KSG 21 GT, KSG 27 GT","KSG 21 GT, KSG 27 GT","Galmet Sp. z o.o. Sp. K.","011-7S2519 F","DIN CERTCO"]
["ü Eligible",null,"2016-09-02",null,"Solar Keymark","Flat plate collector","LSK L 2.1 VO","LSK L 2.1 VO","FERROLI S.p.A","011-7S2694 F","DINCERTCO"]
["ü Eligible",null,"2016-09-02","2017-05-10","Solar Keymark","Flat plate collector","LSK R 2.1 VO, LSK R 2.7 VO","LSK R 2.1 VO, LSK R 2.7 VO","FERROLI S.p.A","011-7S2693 F","DINCERTCO"]
["ü Eligible",null,"2016-09-02",null,"Solar Keymark","Flat plate collector","LSK R 2.1 VO, LSK R 2.7 VO","LSK R 2.1 VO, LSK R 2.7 VO","FERROLI S.p.A","011-7S2696 F","DINCERTCO"]
["ü Eligible",null,"2016-08-24",null,"Solar Keymark","Flat plate collector","MAS 2.3","MAS 2.3","AQUASOL Solartechnik GmbH","011-7s2658 F","DINCERTCO"]
["ü Eligible",null,"2016-05-22",null,"Solar Keymark","Flat plate collector","Med 1.5, Med 2.0*, Med 2.3*, Med 2.5","Med 1.5, Med 2.0*, Med 2.3*, Med 2.5","Sigma Energy- Samouil M. & Co LP","011-7S2649 F","DINCERTCO"]
["ü Eligible",null,"2016-04-07",null,"Solar Keymark","Flat Plate collector","MSOL 270V, MSOL 270H, MSOL 240V, MSOL 240H, MSOL 200V, MSOL 200H","MSOL 270V, MSOL 270H, MSOL 240V, MSOL 240H, MSOL 200V, MSOL 200H","MEWA Metallwaren-und","011-7S2622 F","DINCERTCO"]
["ü Eligible",null,"2015-04-24",null,"Solar Keymark","Flat Plate Collector","Multicalor 2.7 s","Multicalor 2.7 s","Multicalor","011-7S2512 F","DIN CERTCO"]
["ü Eligible",null,"2016-09-12",null,"Solar Keymark","Flat plate collector","NAVI+ 15, NAVI+ 20, NAVI+ 25 ","NAVI+ 15, NAVI+ 20, NAVI+ 25 ","DIMAS SA Solar Energy Systems","011-7S2698 F","DINCERTCO"]
["ü Eligible",null,"2014-06-23",null,"Solar Keymark","Flat plate collector","OPT 215 BK","OPT 215 BK","Opteco Bvba","011-7S2376 F","DIN CERTCO"]
["ü Eligible",null,"2015-07-10",null,"Solar Keymark","Flat Plate Collector","OP-V6, OP-V4, 0P-V4.3 AL, OP-V4.5 AL","OP-V6, OP-V4, 0P-V4.3 AL, OP-V4.5 AL","OPENPLUS, Ida","PSK-011/2015","Certif"]
["ü Eligible",null,"2016-11-23",null,"Solar Keymark","Flat Plate Collector","Orion 612 Series, Orion 613 Series, Orion 622 Series, Orion 623 Series, Orion 624 Series, Orion 625 Series, Orion 632 Series, Orion 633 Series, Orion 634 Series, Orion 635 Series,Orion 636s Series, Orion 636 Series, Orion 637 Series, Orion 638 Series","Orion 612 Series, Orion 613 Series, Orion 622 Series, Orion 623 Series, Orion 624 Series, Orion 625 Series, Orion 632 Series, Orion 633 Series, Orion 634 Series, Orion 635 Series,Orion 636s Series, Orion 636 Series, Orion 637 Series, Orion 638 Series","Simsek Gunes Kollektorleri San. Tic.Ltd.Sti.","011-7S2719 F","Dincertco"]
["ü Eligible",null,"2015-03-04",null,"Solar Keymark","Flat Plate collector","PAN*","PAN*","Cordivari S.r.l","011-7S2484 F","DINCERTCO"]
["ü Eligible",null,"2017-03-06",null,"Solar Keymark","Flat Plate collector","Pellesol-Top","Pellesol-Top","ÖkoFEN Forschungs-und- Entwicklungs","011-7S2740 F","DINCERTCO"]
["ü Eligible",null,"2015-03-30",null,"Solar Keymark","Flat Plate Collector","Permasol S2.4, Permasol S2.0","Permasol S2.4, Permasol S2.0","Permasolaris, Lda","PSK-005/2015","Certif"]
["ü Eligible",null,"2016-12-05",null,"Solar Keymark","Flat Plate Collector","P-G/0.6-L/TL-0.9-Z/G-A3, P-G/0.6-L/TL-1.1-Z/G-A3, P-G/0.6-L/TL-1.5-Z/G-A3, P-G/0.6-L/TL-1.8-Z/G-A3","P-G/0.6-L/TL-0.9-Z/G-A3, P-G/0.6-L/TL-1.1-Z/G-A3, P-G/0.6-L/TL-1.5-Z/G-A3, P-G/0.6-L/TL-1.8-Z/G-A3","Guangdong Vanward Elecric co,. Ltd","SCO418-15","KIWA"]
["ü Eligible",null,"2015-06-04",null,"Solar Keymark","Flat Plate Collector","PIEP1020-N01B","PIEP1020-N01B","PIEP Solar Technology Co., Ltd.","SP SC0446-15","SP"]
["ü Eligible",null,"2015-04-21",null,"Solar Keymark","Flat Plate Collector","PK SL CL 2.15m2","PK SL CL 2.15m2","NES Ltd","011-7S2511 F","DIN CERTCO"]
["ü Eligible",null,"2015-12-24",null,"Solar Keymark","Flat plate collector","PRISMA 200, PRISMA 240, PRISMA 280","PRISMA 200, ORISMA 240, PRISMA 280","George I. MELISSAROPOULOS- PRISMA THERM","SKM 9987/1","DQS Hellas"]
["? To be determined",null,"2015-04-08",null,"Solar Keymark","Flat Plate Collector","Proteu Panell Selectivo","Proteu Panell Selectivo","IMS Calefaccion, S.L.","078/000231","Aenor"]
["ü Eligible",null,"2016-09-08",null,"Solar Keymark","Flat plate collector","PROTEU*PAINEL SELECTIVO EURO 2.016","PROTEU*PAINEL SELECTIVO EURO 2.016","IMS Calefaccion S.L.","078/000280","AENOR"]
["ü Eligible",null,"2011-09-07",null,"Solar Keymark","Flat plate collector","RSK 25","RSK 25","REMKO GmbH & Co. KG","011-7S1695 F","DINCERTCO"]
["ü Eligible",null,"2015-01-22",null,"Solar Keymark","Flat plate collector","R-Sun","R-Sun","Systovi","078/000225","AENOR"]
["ü Eligible",null,"2016-06-30",null,"Solar Keymark","Flat Plate collector","RTS plus","RTS plus","Sunaitec","PSK-016/2016","Certif"]
["ü Eligible",null,"2015-01-22",null,"Solar Keymark","Flat plate collector","R-Volt","R-Volt","Systovi","078/000227","AENOR"]
["ü Eligible",null,"2012-07-04",null,"Solar Keymark","Flat plate collector","SCB2000","SCB2000","Rheem Australia Pty Ltd","011-7S1961 F","Dincertco"]
["ü Eligible",null,"2015-05-22",null,"Solar Keymark","Flat Plate Collector","SCE 230, SCE 250","SCE 230, SCE 250","General Solar Systems GmbH","011-7s1919 f.","DIN CERTCO"]
["ü Eligible",null,"2015-05-18",null,"Solar Keymark","Flat Plate Collector","SCE 250 L","SCE 250 L","General Solar Systems GmbH","011-7S2516 F","DIN CERTCO"]
["ü Eligible",null,"2015-05-27",null,"Solar Keymark","Flat Plate Collector","Sebasol 2012 X1/Y1","Sebasol 2012 X1/Y1","Sebasol","011-7s2521 F","DIN CERTCO"]
["ü Eligible",null,"2015-04-22",null,"Solar Keymark","Flat Plate Collector","Select20*, Select25*","Select20*, Select25*","Sunerg Solar S.r.l","011-7s2494 f","DIN CERTCO"]
["ü Eligible",null,"2015-01-29",null,"Solar Keymark","Flat Plate Collector","SF100-05-SH","SF100-05-SH","Savo-Solar Oy","PSK-004/2015","CERTIF"]
["ü Eligible",null,"2017-01-07",null,"Solar Keymark","Flat plate collector","SF500-15","SF500-15","Savo-Solar Oyj","011-7S2688 F","DINCERTCO"]
["ü Eligible",null,"2016-12-15",null,"Solar Keymark","Flat Plate Collector","SF500-15DG","SF500-15DG","Savo-Solar Oyj","011-7S2689 F","Dincertco"]
["ü Eligible",null,"2015-07-21",null,"Solar Keymark","Flat Plate Collector","SH-L","SH-L","Sunwood, S.R.L.","078-000239","Aenor"]
["ü Eligible",null,"2015-07-21",null,"Solar Keymark","Flat Plate Collector","SH-XL","SH-XL","Sunwood, S.R.L.","078-000239","Aenor"]
["ü Eligible",null,"2017-01-20",null,"Solar Keymark","Flat plate collector","SIMEPLNO 132, SIMEPLANO 182, SIMEPLANO 230","SIMEPLNO 132, SIMEPLANO 182, SIMEPLANO 230","FONDERIE SIME SpA","OEM 9965/6/2","DQS Hellas"]
["ü Eligible",null,"2017-01-20",null,"Solar Keymark","Flat plate collector","SIMESOL HRZ 182, SIMESOL HRZ 230","SIMESOL HRZ 182, SIMESOL HRZ 230","FONDERIE SIME SpA","OEM 9965/4/1","DQS Hellas"]
["ü Eligible",null,"2015-07-21",null,"Solar Keymark","Flat Plate Collector","S-L","S-L","Sunwood, S.R.L.","078-000239","Aenor"]
["ü Eligible",null,"2016-12-15",null,"Solar Keymark","Flat Plate Collector","Slim Solar 2.0, Slim Solar 2.5","Slim Solar 2.0, Slim Solar 2.5","TUV Rheinland Energy GmbH","011-7S2729 F","Dincertco"]
["ü Eligible",null,"2017-03-29",null,"Solar Keymark","Flat plate collector","Solacept FK21","Solacept FK21","Westfalen AG","011-7S2738 F","DINCERTCO"]
["ü Eligible",null,"2014-12-18",null,"Solar Keymark","Flat plate collector","Solar Panel STD01","Solar Panel STD01","Energy Panel S.L","011-7s2453 f","DIN CERTCO"]
["ü Eligible",null,"2016-08-30",null,"Solar Keymark","Flat plate collector","Solartop 2.4","Solartop 2.4","ÖkoFEN Vertriebscenter Mitte GmbH & Co. KG","011-7S2690 F","DINCERTCO"]
["ü Eligible",null,"2016-11-28","2018-01-06","Solar Keymark","Flat Plate Collector","SOLGRID 5 DV, SOLGRID 10 DV","SOLGRID 5 DV, SOLGRID 10 DV","TUV Rheinland Energy GmbH","011-7S2721 F","Dincertco"]
["ü Eligible",null,"2016-10-11",null,"Solar Keymark","Flat Plate Collector","Solius Gasokol vertikal, Solius Gasokol horizontal ","Solius Gasokol vertikal, Solius Gasokol horizontal ","Cirelius","011-7S2699 F","DINCERTCO"]
["ü Eligible",null,"2016-03-17",null,"Solar Keymark","Flat Plate Collector","Solius Gigaol XL vertical, Solius GigaSol XL horizontal","Solius Gigaol XL vertical, Solius GigaSol XL horizontal","Cirelius LDA","011-7S2641 F","DINCERTCO"]
["ü Eligible",null,"2017-03-10",null,"Solar Keymark","Flat Plate collector","Solius SilverSol3, Solius SilverSol3 L, Solius SilverSol3 XL","Solius SilverSol3, Solius SilverSol3 L, Solius SilverSol3 XL","Cirelius, Lda.","011-7S2744 F","DINCERTCO"]
["ü Eligible",null,"2017-03-15",null,"Solar Keymark","Flat Plate collector","SoliusTopSol XL","SoliusTopSol XL","Cirelius LDA","011-7S2745 F","DINCERTCO"]
["ü Eligible",null,"2015-06-02",null,"Solar Keymark","Flat Plate Collector","Solix S  AR Solix Q AR","Solix S  AR Solix Q AR","Sonnig GbR","011-7S2417 F","DIN CERTCO"]
["ü Eligible",null,"2015-06-12",null,"Solar Keymark","Flat Plate Collector","SolvisCala, C-253-L, SolvisCala 253-S, SolvisCala C-254-AR","SolvisCala, C-253-L, SolvisCala 253-S, SolvisCala C-254-AR","Solvis Gmbh","011-7s567 F.","DIN CERTCO"]
["ü Eligible",null,"2017-02-22",null,"Solar Keymark","Flat Plate collector","SONNENKRAFT IDAK25","SONNENKRAFT IDAK25","General Solar System GmbH","011-7S2736 F","DINCERTCO"]
["ü Eligible",null,"2015-07-21",null,"Solar Keymark","Flat Plate Collector","SPH-L","SPH-L","Sunwood, S.R.L.","078-000241","Aenor"]
["ü Eligible",null,"2015-07-21",null,"Solar Keymark","Flat Plate Collector","SPH-XL","SPH-XL","Sunwood, S.R.L.","078-000241","Aenor"]
["ü Eligible",null,"2015-07-21",null,"Solar Keymark","Flat Plate Collector","SP-L","SP-L","Sunwood, S.R.L.","078-000241","Aenor"]
["ü Eligible",null,"2015-07-21",null,"Solar Keymark","Flat Plate Collector","SPMH-L","SPMH-L","Sunwood, S.R.L.","078-000240","Aenor"]
["ü Eligible",null,"2015-07-21",null,"Solar Keymark","Flat Plate Collector","SPMH-XL","SPMH-XL","Sunwood, S.R.L.","078-000240","Aenor"]
["ü Eligible",null,"2015-07-21",null,"Solar Keymark","Flat Plate Collector","SPM-L","SPM-L","Sunwood, S.R.L.","078-000240","Aenor"]
["ü Eligible",null,"2015-07-21",null,"Solar Keymark","Flat Plate Collector","SPM-XL","SPM-XL","Sunwood, S.R.L.","078-000240","Aenor"]
["ü Eligible",null,"2015-07-21",null,"Solar Keymark","Flat Plate Collector","SP-XL","SP-XL","Sunwood, S.R.L.","078-000241","Aenor"]
["ü Eligible",null,"2015-04-08",null,"Solar Keymark","Flat Plate Collector","ST V1400*, ST H1400*, ST S2800, ST V2800* ST H2800*, ST H4200* STV4200*, ST V5600*, ST V7000* ST V8400*","ST V1400*, ST H1400*, ST S2800, ST V2800* ST H2800*, ST H4200* STV4200*, ST V5600*, ST V7000* ST V8400*","ST-Energy bvba","011-7s439 F.","DIN CERTCO"]
["ü Eligible",null,"2015-04-22",null,"Solar Keymark","Flat Plate Collector","STILE L*, STILE XL*","STILE L*, STILE XL*","Sunerg Solar S.r.l","011-7S2493 F","DIN CERTCO"]
["ü Eligible",null,"2015-08-10",null,"Solar Keymark","Flat plate collector","sunnySol UP-V, sunnySol UP-V(i), sunnySol UP-H, sunnySol UP-H(i), tecSol UP-V, tecSol UP-H, sunnySol XL UP-V, sunnySol XL UP-H","sunnySol UP-V, sunnySol UP-V(i), sunnySol UP-H, sunnySol UP-H(i), tecSol UP-V, tecSol UP-H, sunnySol XL UP-V, sunnySol XL UP-H","GASOKOL GmbH","011-7S019 F","Dincertco"]
["ü Eligible",null,"2015-05-21",null,"Solar Keymark","Flat Plate Collector","sunWin AF24UM4","sunWin AF24UM4","Gasokol GmbH ","011-7S2501 F","DIN CERTCO"]
["ü Eligible",null,"2015-05-21",null,"Solar Keymark","Flat Plate Collector","sunWin AF24VE2, sunWin AF24UE4","sunWin AF24VE2, sunWin AF24UE4","Gasokol GmbH ","011-7S2499 F","DIN CERTCO"]
["ü Eligible",null,"2015-04-28",null,"Solar Keymark","Flat Plate Collector","sunWin ASA A MQ 2 VT 4 CONN","sunWin ASA A MQ 2 VT 4 CONN","Gasokol GmbH ","011-7S2502 F","DIN CERTCO"]
["ü Eligible",null,"2015-08-05",null,"Solar Keymark","Flat plate collector","sunWin WF22VE2","sunWin WF22VE2","GASOKOL GmbH","011-7S2567 F","Dincertco"]
["ü Eligible",null,"2015-05-21",null,"Solar Keymark","Flat Plate Collector","sunwWin AF27VE4, AF27HE4","sunwWin AF27VE4, AF27HE4","Gasokol GmbH ","011-7s2500 F","DIN CERTCO"]
["ü Eligible",null,"2015-10-14",null,"Solar Keymark","Flat Plate Collector","SV60PVT250+850","SV60PVT250+850","Solvis d.o.o","KIP-089817/01","KIWA"]
["ü Eligible",null,"2015-07-21",null,"Solar Keymark","Flat Plate Collector","S-XL","S-XL","Sunwood, S.R.L.","078-000239","Aenor"]
["ü Eligible",null,"2015-03-13",null,"Solar Keymark","Flat Plate Collector","TH.S.P.1.9 015 Open  Loop 8 Tubes, TH.S.P.1908 Closed Loop 8 Tubes","TH.S.P.1.9 015 Open  Loop 8 Tubes, TH.S.P.1908 Closed Loop 8 Tubes","Antoniou & Christou Solar Systems Ltd.","SK08055381501","TUV NORD"]
["ü Eligible",null,"2015-05-13",null,"Solar Keymark","Flat Plate Collector","Thermocase 2.33-G18","Thermocase 2.33-G18","Photonics Solar Engineering S.L","078/000233","Aenor"]
["ü Eligible",null,"2016-10-18",null,"Solar Keymark","Flat Plate collector","TS 330/M","TS 330/M","THERMO/SOLAR Žiar s.r.o.","TSU 004-12","TECHNICKY SKUSOBNY USTAV PIESTANY"]
["ü Eligible",null,"2015-07-17",null,"Solar Keymark","Flat Plate Collector","TS1.5, TS2, TS2.5","TS1.5, TS2, TS2.5","THERMIC LTD.","PSK-012/2015","Certif"]
["ü Eligible",null,"2014-09-04",null,"Solar Keymark","Flat plate collector","VFK 125/3s","VFK 125/3s","Vaillant","011-7S2340 F","DIN CERTCO"]
["ü Eligible",null,"2014-09-04",null,"Solar Keymark","Flat plate collector","VFK 135/2 CDs","VFK 135/2 CDs","Vaillant","011-7S2341 F","DIN CERTCO"]
["ü Eligible",null,"2016-09-02","2017-05-10","Solar Keymark","Flat plate collector","VHT 2.1","VHT 2.1","FERROLI S.p.A","011-7S2695 F","DINCERTCO"]
["ü Eligible",null,"2017-01-13",null,"Solar Keymark","Flat Plate Collector","Vitosol 100-FM SH1F","Vitosol 100-FM SH1F","Viessmann Werke gmbH & co,KG","011-7S2673 F",null,null,null,null,null,null,null,null,null,null,null,null,null,null,null,null,null,null,null,null,null,null,null,null,null,null,"BRE","YES"]
["ü Eligible",null,"2017-01-13",null,"Solar Keymark","Flat Plate Collector","Vitosol 100-FM SV1F","Vitosol 100-FM SV1F","Viessmann Werke gmbH & co,KG","011-7S2672 F"]
["ü Eligible",null,"2016-07-07",null,"Solar Keymark","Flat plate collector","Vitosol 200-FM SH2F","Vitosol 200-FM SH2F","Viessmann Werke GmbH & Co. KG","011-7S2669 F","DINCERTCO"]
["ü Eligible",null,"2016-07-07",null,"Solar Keymark","Flat Plate Collector","Vitosol 200-FM SH2G","Vitosol 200-FM SH2G","Viessmann Werke GmbH & Co. KG","011-7S2671 F","DINCERTCO"]
["ü Eligible",null,"2016-06-21",null,"Solar Keymark","Flat Plate Collector","Vitosol 200-FM SV2G","Vitosol 200-FM SV2G","Viessmann Werke GmbH & Co. KG","011-7S2670 F","DINCERTCO"]
["ü Eligible",null,"2015-02-16",null,"Solar Keymark","Flat Plate Collector","WTOsolar F42","WTOsolar F42","Forest Lai Enterprise Co, Ltd","011-7S2401 F","DIN CERTCO"]
["ü Eligible",null,"2016-12-08",null,"Solar Keymark","Flat Plate Collector","Zelios CF 2.0-1","Zelios CF 2.0-1","Ariston Thermo S.p.A","011-7S2618 F","Dincertco"]
["ü Eligible",null,"2017-06-21",null,"Solar Keymark","Flat plate collector - glazed","ExoSol PA 2.3","ExoSol PA 2.3","EURONOM","011-7S2769 F"]
["ü Eligible",null,"2017-10-05",null,"Solar Keymark","Flat plate collector - glazed","GK3502 - FL, GK3102 - FL","GK3502 - FL, GK3102 - FL","GrREENoneTEC Solarndustrie GmbH","011-7S2000 F","DIN CERTCO\n"]
["ü Eligible",null,"2017-10-05",null,"Solar Keymark","Flat plate collector - glazed","GK3502 FL-AR, GK3102 FL-AR","GK3502 FL-AR, GK3102 FL-AR","GrREENoneTEC Solarndustrie GmbH","011-7S2001 F","DIN CERTCO\n"]
["ü Eligible",null,"2017-10-05",null,"Solar Keymark","Flat plate collector - glazed","GK3502 M/PR-AR, GK3102 M/PR-AR","GK3502 M/PR-AR, GK3102 M/PR-AR","GREENoneTEC Solarndustrie GmbH","011-7S2002 F","DIN CERTCO\n"]
["ü Eligible",null,"2017-10-05",null,"Solar Keymark","Flat plate collector - glazed","GK3502 M/PR-AR, GK3102 M/PR-AR","GK3502 M/PR-AR, GK3102 M/PR-AR","GREENoneTEC Solarndustrie GmbH","011-7S2003 F","DIN CERTCO\n"]
["ü Eligible",null,"2017-10-04",null,"Solar Keymark","Flat plate collector - glazed","Solar Panel PES000001","Solar Panel PES000001","Climer Technology S.L.L","011-7S2795 F","DIN CERTCO\n"]
["ü Eligible",null,"2018-09-18",null,"Solar Keymark","Flat plate collector - glazed","SunWin AF20VM4","SunWin AF20VM4","Gasokol GmbH","011-7S2792 F"]
["ü Eligible",null,"2017-09-26",null,"Solar Keymark","Flat plate collector - glazed\n","Solar WIN SWA 225, 225","Solar WIN SWA 225, 225","Windhager Zentralheizung ","011-7S291 F","DIN CERTCO"]
["ü Eligible",null,"2017-06-14",null,"Solar Keymark","Flat Plate Collector glazed","CIPAG SOLAR FH2.5,CIPAG SOLAR FV2.5","CIPAG SOLAR FH2.5,CIPAG SOLAR FV2.5","Cipag SA","011-7S2426 F","TUV Rheinland"]
["ü Eligible",null,"2017-06-09",null,"Solar Keymark","Flat Plate Collector glazed","FK 8200L 2H,FK 8230L 2H,FK 8250L 2H","FK 8200L 2H,FK 8230L 2H,FK 8250L 2H","GREENoneTEC Solarindustrie GmbH","011-7S2752 F","TUV Rheinland"]
["ü Eligible",null,"2017-06-18",null,"Solar Keymark","Flat Plate Collector glazed","H1T+, H1TX+","H1T+, H1TX+","Sunerg Solar s.r.l","011-7S2776 F","TUV Rheinland"]
["ü Eligible",null,"2017-06-09",null,"Solar Keymark","Flat Plate Collector glazed","K420-VH4L-TS2","K420-VH4L-TS2","KBB Kollektorbau GmbH","011-7S2481 F","TUV Rheinland"]
["ü Eligible",null,"2017-07-11",null,"Solar Keymark","Flat Plate Collector glazed","KLB 2.0,KLB 2.5","KLB 2.0,KLB 2.5","C&G energy SRL","011-7S2777 F","TUV Rheinland"]
["ü Eligible",null,"2017-06-30",null,"Solar Keymark","Flat Plate Collector glazed","KPS1, KPS11","KPS1, KPS11","Regulus spol.s.r.o","011-7S2778 F","TUV Rheinland"]
["ü Eligible",null,"2017-06-08",null,"Solar Keymark","Flat Plate Collector glazed","KS 2550F TP ACRm,KS 2550F TLP ACRm,","KS 2550F TP ACRm,KS 2550F TLP ACRm,","Hewalex sp.z.o.o. sp. Kom","011-7S2758 F","TUV Rheinland"]
["ü Eligible",null,"2017-07-11",null,"Solar Keymark","Flat Plate Collector glazed","Solius SuperSol, Supersol Horizonal, S,S horizonal, M, M Horizonal, XL, Xl horizonal, XXL, XXL horizonal","Solius SuperSol, Supersol Horizonal, S,S horizonal, M, M Horizonal, XL, Xl horizonal, XXL, XXL horizonal",null,"OEM 9999/1/5","DGS hellas"]
["ü Eligible",null,"2017-06-19",null,"Solar Keymark","Flat Plate Collector glazed","Sundware Pro 25,23,20,19,17,15,29,27","Sundware Pro 25,23,20,19,17,15,29,27","Le Groupe Sundware","011-7S2759 F","TUV Rheinland"]
["ü Eligible",null,"2017-02-22",null,"Solar Keymark","Flat Plate Collector unglazed","Hybrid 260/900, 265/900, 270/900, 275/900, 280/900, 285/900, 290/900, 295/900, 300/900 Black","Hybrid 260/900, 265/900, 270/900, 275/900, 280/900, 285/900, 290/900, 295/900, 300/900 Black","Meyer Burger AG","011-7S2485 P","TUV Rheinland"]
["ü Eligible",null,"2015-04-28",null,"Solar Keymark","Flat Plate Collector, glazed","ASA MQ 2 VT 4 CONN","ASA MQ 2 VT 4 CONN","CORDIVARI SRL","011-7S2502 F"]
["ü Eligible",null,"2017-07-19",null,"Solar Keymark","Flat Plate Collector, glazed","BAXI SOL 250 ECO","BAXI SOL 250 ECO\n","BDR THERMEA GROUP B.V.","078/000292","AENOR "]
["ü Eligible",null,"2017-07-19",null,"Solar Keymark","Flat Plate Collector, glazed","DE DIETRICH C250 TB","DE DIETRICH C250 TB","BDR THERMEA GROUP B.V.","078/000294","AENOR "]
["ü Eligible",null,"2017-11-10",null,"Solar Keymark","Flat Plate Collector, glazed","FKA 200 V AI/Cu, 240, 270 FKA 200 H AI/Cu, 240,270","FKA 200 V AI/Cu, 240, 270 FKA 200 H AI/Cu, 240,270\n","Rossato Group SRL ","011-7S2807 F","DIN CERTCO"]
["ü Eligible",null,"2017-09-18",null,"Solar Keymark","Flat plate collector, glazed\n","A SC 1808, 2108, 2510","A SC 1808, 2108, 2510","Thermo Water lectric LLC","011-7S2789 F","DIN CERTCO"]
["ü Eligible",null,"2015-11-15",null,"Solar Keymark","Flat Plate Collector, glazed\n","FK1-H2, FK1-V2,FK1-V2V","FK1-H2, FK1-V2,FK1-V2V\n","Ernst Schweizer","011-7S085F","DIN CERTCO"]
["ü Eligible",null,"2017-09-26",null,"Solar Keymark","Flat plate collector, glazed\n","SolarWIN SWI 225","SolarWIN SWI 225","Windhager Zntralheizung Technik GmbH","011-7S290 F","DIN CERTCO"]
["ü Eligible",null,"2017-09-18",null,"Solar Keymark","Flat plate collector, glazed\n","TS 2.00 FP, 2.25 FP, 2.50 FP, 3.00 FP","TS 2.00 FP, 2.25 FP, 2.50 FP, 3.00 FP","Thermic Ltd","011-7S2790 F","DIN CERTCO"]
["ü Eligible",null,"2017-09-26",null,"Solar Keymark","Flat plate collector, unglazed","THERMUVG16","THERMUVG16","Solator GmbH","011-7S2732 F","DIN CERTCO"]
["ü Eligible",null,"2015-07-22",null,"Solar Keymark","Flat Plate Collector, un-glazed","EASRA024,026,028,030,032,034,036,038","EASRA024,026,028,030,032,034,036,038\n","SIC Divione Elettronica S.r.l.u.","KIP-088937/01","KIWA"]
["ü Eligible",null,"2017-08-15",null,"Solar Keymark","Flat plate collector,glazed","Hybrid G 2.0 longlife","Hybrid G 2.0 longlife","Ersotec Solartechnik Gmbh","011-7S2751 F","DIN CERTCO"]
["ü Eligible",null,"2012-11-21",null,"Solar Keymark","Flat plate collector,glazed","K420-MS-AL, K423-MS-AL, K425-MS-AL","K420-MS-AL, K423-MS-AL, K425-MS-AL","KBB Kollektorbau GmbH","011-7S1683 F","DIN CERTCO"]
["ü Eligible",null,"2017-01-24",null,"Solar Keymark","Flat plate collector,glazed","Meander 2.53","Meander 2.53","Green Energy Save Group d.o.o","TSU 001-17/D","TECHNICKY SKUSOBNY USTAV PIESTANY"]
["ü Eligible",null,"2017-07-31",null,"Solar Keymark","Flat plate collector,glazed","MGS-2000BLT,MGS-2500BLT","MGS-2000BLT,MGS-2500BLT","Megasun Co Ltd","SP SC0932-16","SP"]
["ü Eligible",null,"2017-04-20",null,"Solar Keymark","Flat plate collector,glazed","PLS EPI 20,PLS EPI 12, PLS EPI 25, PLS EPI 16, PLS EPI 54","PLS EPI 20,PLS EPI 12, PLS EPI 25, PLS EPI 16, PLS EPI 54","CHARALAMPIDOU MARIA CO ","OEM 9921/2/5","DQS HELLAS"]
["ü Eligible",null,"2017-06-26",null,"Solar Keymark","Flat plate collector,glazed","Plus 15,17,19,20,23,25","Plus 15,17,19,20,23,25","Sigma Energy-Samouil M. & Co L.P","011-7S2770 F","DIN CERTCO"]
["ü Eligible",null,"2017-01-25",null,"Solar Keymark","Flat plate collector,glazed","SF100-03 DS, SF100-DE",null,"SAVO-SOLAR OY","PSK-002/2017","LNEG"]
["ü Eligible",null,"2017-03-29",null,"Solar Keymark","Flat plate collector,unglazed","SEB 3","SEB 3","Solar Energy Booster BV","KIP0000170/00","KIWA"]
["ü Eligible",null,"2017-12-21",null,"Solar Keymark","Flat Plate Collector-glazed","CSI Full Plate 2.5 - 4","CSI Full Plate 2.5 - 4","Camel Solar Ltd.","011-7S2832 F","DIN CERTCO"]
["ü Eligible",null,"2017-12-06",null,"Solar Keymark","Flat Plate Collector-glazed","FG 21, 25","FG 21, 25","Avalen Srl","011-7S2813 F","DIN CERTCO"]
["ü Eligible",null,"2017-11-10",null,"Solar Keymark","Flat Plate Collector-glazed","FKA 200 V AI/Cu, 240, 270 FKA 200 H AI/Cu, 240,270","FKA 200 V AI/Cu, 240, 270 FKA 200 H AI/Cu, 240,270","Rossato Group SRL","011-7S2807","DIN CERTCO"]
["ü Eligible",null,"2017-11-07",null,"Solar Keymark","Flat Plate Collector-glazed","FP3.0F / FP3.0E /FP3.0G","FP3.0F / FP3.0E /FP3.0G","Guangdong Fivestar Solar Energy Co. Ltd.","SP SC1118-12"]
["ü Eligible",null,"2017-11-15",null,"Solar Keymark","Flat Plate Collector-glazed","K720-TS","K720-TS","KBB Kollektorbau GmbH","011-7S2793 F","DIN CERTCO"]
["ü Eligible",null,"2017-11-15",null,"Solar Keymark","Flat Plate Collector-glazed","K721-MS, K727-MS","K721-MS, K727-MS","KBB Kollektorbau GmbH","011-7S2794 F","DIN CERTCO"]
["ü Eligible",null,"2017-11-02",null,"Solar Keymark","Flat Plate Collector-glazed","KS 2100 TLP AC/KS 2100 TP AC,KS 2200 TLP AC/KS 2200 TP AC,KS 2400 TLP AC/KS 2400 TP AC,KS 2600 TLP AC/KS 2600 TP AC","KS 2100 TLP AC/KS 2100 TP AC,KS 2200 TLP AC/KS 2200 TP AC,KS 2400 TLP AC/KS 2400 TP AC,KS 2600 TLP AC/KS 2600 TP AC","HAWALEX Sp.z.o.o.Sp.Kom","011-7S2804 F"]
["ü Eligible",null,"2017-11-02",null,"Solar Keymark","Flat Plate Collector-glazed","KS 2100 TP ACR/KS 2100 TLP ACR,KS 2200 TP ACR/KS 2200 TLP ACR,KS 2400 TP ACR/KS 2400 TLP ACR,KS 2600 TP ACR/KS 2600 TLP ACR","KS 2100 TP ACR/KS 2100 TLP ACR,KS 2200 TPACR/KS 2200 TLP ACR,KS 2400 TP ACR/KS 2400 TLP ACR,KS 2600 TP ACR/KS 2600 TLP ACR","HAWALEX Sp.z.o.o.Sp.Kom","011-7S2803 F"]
["ü Eligible",null,"2017-12-12",null,"Solar Keymark","Flat Plate Collector-glazed","KS 2100F TP AC / KS 2100F TL AC, 2200F,2400F,2600F","KS 2100F TP AC / KS 2100F TL AC, 2200F,2400F,2600F","Hewalex Sp.z.o.o. Sp Kom","011-7S2822 F","DIN CERTCO"]
["ü Eligible",null,"2017-12-12",null,"Solar Keymark","Flat Plate Collector-glazed","KS 2100F TP ACR / KS 2100F TLP ACR, 2200F,2400F,2600F","KS 2100F TP ACR / KS 2100F TLP ACR, 2200F,2400F,2600F","Hewalex Sp.z.o.o. Sp Kom","011-7S2823","DIN CERTCO"]
["ü Eligible",null,"2017-11-14",null,"Solar Keymark","Flat Plate Collector-glazed","KS 2100F TP ACRm, KS 2100F TLP ACRm, 2550F TP ACRm, KS 2550F TLP ACRm","KS 2100F TP ACRm, KS 2100F TLP ACRm, 2550F TP ACRm, KS 2550F TLP ACRm\n","Hewalex Sp.z.o.o. Sp Kom\n","011-7S2808 F","DIN CERTCO"]
["ü Eligible",null,"2015-05-05",null,"Solar Keymark","Flat Plate Collector-glazed","PVTHERMAU280, PVTHERMAU300","PVTHERMAU280, PVTHERMAU300\n","Solator Gmbh ","011-7S2354 P","DIN CERTCO\n"]
["ü Eligible",null,"2017-11-02",null,"Solar Keymark","Flat Plate Collector-glazed","TITANIUM, TITANIUM XL","TITANIUM, TITANIUM XL","Unical.A.G.S.p.A","011-7S2806 F"]
["ü Eligible",null,"2017-12-11",null,"Solar Keymark","Flat Plate Collector-glazed","Vitosol 200-F SVE, EV2 Typ SVE","Vitosol 200-F SVE, EV2 Typ SVE\n","Viessmann Werke GmbH & Co. KG","011-7S2095 F","DIN CERTCO"]
["ü Eligible",null,"2016-02-16",null,"Solar Keymark","Flat Plate Collector-glazed\n","BAXI MEDITERRANEO SLIM 250","BAXI MEDITERRANEO SLIM 250\n","BDR THERMEA GROUP B.V.","078/000258"]
["ü Eligible",null,"2016-02-16",null,"Solar Keymark","Flat Plate Collector-glazed\n","CHAPPEE SOL 200 SLIM LINE","CHAPPEE SOL 200 SLIM LINE\n","BDR THERMEA GROUP B.V.","078/000257"]
["ü Eligible",null,"2016-02-16",null,"Solar Keymark","Flat Plate Collector-glazed\n","DE DIETRICH CH250 SL","DE DIETRICH CH250 SL","BDR THERMEA GROUP B.V.","078/000259"]
["ü Eligible",null,"2017-11-14",null,"Solar Keymark","Flat Plate Collector-glazed\n\n","P-G/0.8-T/L/LT-1.82, 2.80","P-G/0.8-T/L/LT-1.82, 2.80\n","Linuo Ritter International Co., Ltd","011-7S2812 F"]
["ü Eligible",null,"2014-07-25","2017-06-15","Solar Keymark","Flate Plate Collector","EcoSolar AF4  -(H/-) (R/-) (N/-) (P/-) (1/-)","EcoSolar AF4  -(H/-) (R/-) (N/-) (P/-) (1/-)","Bongioanni Caldaie S.r.l.","KIP-084876-01..","KIWA"]
["ü Eligible",null,"2014-07-25",null,"Solar Keymark","Flate Plate Collector","EcoSolar PF4  -(H/-) (R/-) (N/-) (P/-) (1/-)","EcoSolar PF4  -(H/-) (R/-) (N/-) (P/-) (1/-)","Bongioanni Caldaie S.r.l.","KIP-084876-01.","KIWA"]
["û Ineligible",null,"2015-08-11",null,"Solar Keymark","Photovoltaic-thermal collector (PVT)","EASRA024, EASRA026, EASRA028, EASRA030, EASRA032, EASRA034, EASRA036, EASRA038","EASRA024, EASRA026, EASRA028, EASRA030, EASRA032, EASRA034, EASRA036, EASRA038","SIC Divisione Elettronica S.r.l.u.","KIP-088937/01","Kiwa","Ineligible collector type: solar panels that generate electricity, including photovoltaic thermal, are ineligible"]
["ü Eligible",null,"2015-08-11",null,"Solar Keymark","Solar collector","EcoSolar PF4 - (H/-)(R/-)(N/-)(P/-)(1/-)","EcoSolar PF4 - (H/-)(R/-)(N/-)(P/-)(1/-)","Bongioanni Caldaie S.r.l.","KIP-087569/01","Kiwa"]
["ü Eligible",null,"2015-08-11","2017-06-15","Solar Keymark","Solar collector ","Solartek RA-90-CU-200, Solartek RA-90-CU-250","Solartek RA-90-CU-200, Solartek RA-90-CU-250","Solartek","KIP-083590/01","Kiwa"]
["ü Eligible",null,"2015-03-13",null,"Solar Keymark","Solar Keymark"," QA-K, QA-D, QA-E, QA-F"," QA-K, QA-D, QA-E, QA-F","Chromagen Agricultural Cooperation Society LTD","011-7S823 F","DIN CERTCO"]
["ü Eligible",null,"2015-03-13",null,"Solar Keymark","Solar Keymark"," QR-K, QR-D, QR-E, QR-F","QR-K, QR-D, QR-E, QR-F","Chromagen Agricultural Cooperation Society LTD","011-7S824 F","DIN CERTCO"]
["ü Eligible",null,"2016-02-16",null,"Solar Keymark","Solar Keymark","BAXI MEDITERRANEO SLIM 200","BAXI MEDITERRANEO SLIM 200","BDR Thermea Group B. V.","078/000266","AENOR"]
["ü Eligible",null,"2016-02-16",null,"Solar Keymark","Solar Keymark","BAXI SB21+ SLIM","BAXI SB21+ SLIM","BDR Thermea Group B. V.","078/000263","AENOR",null,null,null,null,null,null,null,null,null,null,null,null,null,null,null,null,null,null,null,null,null,null,null,null,null,null,null,null,null,{"$error":"#N/A"},{"$error":"#N/A"}]
["ü Eligible",null,"2016-07-07",null,"Solar Keymark","Solar Keymark","Bluestar S-Al, Bluestar L-Al","Bluestar S-Al, Bluestar L-Al","ATABOYLER INS.MAK.SAN.TIC.A.S","011-7S2677 F","Dincertco"]
["ü Eligible",null,"2016-02-16",null,"Solar Keymark","Solar Keymark","BRÖTJE FKS 20","BRÖTJE FKS 20","BDR Thermea Group B. V.","078/000260","AENOR"]
["ü Eligible",null,"2016-02-16",null,"Solar Keymark","Solar Keymark","DE DIETRICH DH200 SL","DE DIETRICH DH200 SL","BDR Thermea Group B. V.","078/000264","AENOR"]
["ü Eligible",null,"2016-01-04",null,"Solar Keymark","Solar Keymark","ECO 5260, ECO 5230, ECO 5200, ECO 5150","ECO 5260, ECO 5230, ECO 5200, ECO 5150","SOLE, S.A","PSK-001/2016"," CERTIF"]
["ü Eligible",null,"2016-12-20",null,"Solar Keymark","Solar Keymark","ECOSOL 150, ECOSOL 187, ECOSOL 200, ECOSOL 250","ECOSOL 150, ECOSOL 187, ECOSOL 200, ECOSOL 250","EUROENERGY Ltd","SKM 9984","DQS HELLAS"]
["ü Eligible",null,"2017-02-15",null,"Solar Keymark","Solar Keymark","EK 250 V PREMIUM","EK 250 V PREMIUM","Biorlegi Chile SpA","011-7S2739 F","DINCERTCO"]
["ü Eligible",null,"2017-01-30",null,"Solar Keymark","Solar Keymark","EM1V/2,0S, EM1V/2,0B","EM1V/2,0S, EM1V/2,0B","Energetyka Solarna ensol SP. Z.o.o.","011-7S2284 F","DINCERTCO"]
["ü Eligible",null,"2016-03-25",null,"Solar Keymark","Solar Keymark","EPI 20, EPI 12, EPI 25, EPI 16, EPI 54","EPI 20, EPI 12, EPI 25, EPI 16, EPI 54","Tsakiroglou Antonios & SIA EE","SKM 9921/2 ","DQS Hellas"]
["ü Eligible",null,"2016-11-11",null,"Solar Keymark","Solar Keymark","FC20, FC23, FC25","FC20, FC23, FC25","Fondital S.p.A.","011-7S2718 F","DINCERTCO"]
["ü Eligible",null,"2016-11-18",null,"Solar Keymark","Solar Keymark","FMAX_2.72, FMAX_2.72H","FMAX_2.72, FMAX_2.72H","PAPAEMMANOUEL S.A.","SKM 9999/2","DQS HELLAS"]
["ü Eligible",null,"2016-03-29",null,"Solar Keymark","Solar Keymark","FS-PTY95-2.0, 2.5","FS-PTY95-2.0, 2.5","Guangdong Fivestar Solar Energy Co. Ltd.","SP SC0193-16","SP"]
["ü Eligible",null,"2016-01-12",null,"Solar Keymark","Solar Keymark","Germanstar HP 70/8, Germanstar HP 70/16, Germanstar HP 70/24","Germanstar HP 70/8, Germanstar HP 70/16, Germanstar HP 70/24","Eurosun Solarsysteme GmbH","011-7S2443 R","DIN CERTCO"]
["ü Eligible",null,"2015-12-09",null,"Solar Keymark","Solar Keymark","H1TA, H1TXA","H1TA, H1TXA","Sunerg Solar s.r.l.","011-7S2621 F","DIN CERTCO"]
["ü Eligible",null,"2016-02-04",null,"Solar Keymark","Solar Keymark","HV12","HV12","Sunerg Solar s.r.l.","011-7S2631 R","DIN CERTCO"]
["ü Eligible",null,"2015-06-01",null,"Solar Keymark","Solar Keymark","Hybrid 2000","Hybrid 2000","RB Energiespartechnik Holger Reichardt","011-7S2524 F","DIN CERTCO"]
["ü Eligible",null,"2015-12-01",null,"Solar Keymark","Solar Keymark","KS 2100 NLP AM","KS 2100 NLP AM","Hewalex Sp. Z, o. o. Sp. K.","011-7S2608 F","Dincertco"]
["ü Eligible",null,"2015-03-13",null,"Solar Keymark","Solar Keymark","PA-K, PA-D, PA-E, PA-F","PA-K, PA-D, PA-E, PA-F","Chromagen Agricultural Cooperation Society LTD","011-7S821 F","DIN CERTCO"]
["ü Eligible",null,"2009-07-14",null,"Solar Keymark","Solar Keymark","PANNELLO SKY PRO 10 CPC 58, PANNELLO SKY PRO 12 CPC 58*, PANNELLO SKY PRO 14 CPC 58*, PANNELLO SKY PRO 16 CPC 58*, PANNELLO SKY PRO 18 CPC 58*, PANNELO SKY PRO 20 CPC 58*, PANNELLO SKY PRO 22 CPC 58, PANNELLO SKY PRO 10 ADVANCED*, PANNELLO SKY PRO 12 ADVANCED*, PANNELLO SKY PRO 14 ADVANCED*, PANNELLO SKY PRO 16 ADVANCED*, PANNELLO SKY PRO 18 ADVANCED*, PANNELLO SKY PRO 20 ADVANCED*, PANNELLO SKY PRO 22 ADVANCED*, PANNELLO NATURAL SKY 12-200 L*, PANNELLO NATURAL SKY 16-300 L*","PANNELLO SKY PRO 10 CPC 58, PANNELLO SKY PRO 12 CPC 58*, PANNELLO SKY PRO 14 CPC 58*, PANNELLO SKY PRO 16 CPC 58*, PANNELLO SKY PRO 18 CPC 58*, PANNELO SKY PRO 20 CPC 58*, PANNELLO SKY PRO 22 CPC 58, PANNELLO SKY PRO 10 ADVANCED*, PANNELLO SKY PRO 12 ADVANCED*, PANNELLO SKY PRO 14 ADVANCED*, PANNELLO SKY PRO 16 ADVANCED*, PANNELLO SKY PRO 18 ADVANCED*, PANNELLO SKY PRO 20 ADVANCED*, PANNELLO SKY PRO 22 ADVANCED*, PANNELLO NATURAL SKY 12-200 L*, PANNELLO NATURAL SKY 16-300 L*","Kloben Sud S.r.l.","011-7S1476 R","DIN CERTCO"]
["ü Eligible",null,"2009-07-14",null,"Solar Keymark","Solar Keymark","PANNELLO SKY PRO 8L CPC 58, PANNELLO SKY PRO 10L CPC 58*, PANNELLO SKY PRO 12L CPC 58*, PANNELLO SKY PRO 14L CPC 58*, PANNELLO SKY PRO 16L CPC 58*, PANNELO SKY PRO 16L CPC 58*, PANNELLO SKY PRO 18L CPC 58*, PANNELLO SKY PRO 20L CPC 58, PANNELLO SKY PRO 8L ADVANCED*, PANNELLO SKY PRO 10L ADVANCED*, PANNELLO SKY PRO 12L ADVANCED*, PANNELLO SKY PRO 14L ADVANCED*, PANNELLO SKY PRO 16L ADVANCED*, PANNELLO SKY PRO 18L ADVANCED*, PANNELLO SKY PRO 20L ADVANCED*","PANNELLO SKY PRO 8L CPC 58, PANNELLO SKY PRO 10L CPC 58*, PANNELLO SKY PRO 12L CPC 58*, PANNELLO SKY PRO 14L CPC 58*, PANNELLO SKY PRO 16L CPC 58*, PANNELO SKY PRO 16L CPC 58*, PANNELLO SKY PRO 18L CPC 58*, PANNELLO SKY PRO 20L CPC 58, PANNELLO SKY PRO 8L ADVANCED*, PANNELLO SKY PRO 10L ADVANCED*, PANNELLO SKY PRO 12L ADVANCED*, PANNELLO SKY PRO 14L ADVANCED*, PANNELLO SKY PRO 16L ADVANCED*, PANNELLO SKY PRO 18L ADVANCED*, PANNELLO SKY PRO 20L ADVANCED*","Kloben Sud S.r.l.","011-7S1475 R","DIN CERTCO"]
["ü Eligible",null,"2014-02-17",null,"Solar Keymark","Solar Keymark","PA-SK, PA-SD, PA-SE, PA-SF","PA-SK, PA-SD, PA-SE, PA-SF","Chromagen Agricultural Cooperation Society LTD","011-7S2318 F","DIN CERTCO"]
["ü Eligible",null,"2015-03-13",null,"Solar Keymark","Solar Keymark","PR-K, PR-D, PR-E, PR-F","PR-K, PR-D, PR-E, PR-F","Chromagen Agricultural Cooperation Society LTD","011-7S822 F","DIN CERTCO"]
["ü Eligible",null,"2012-10-24",null,"Solar Keymark","Solar Keymark","REGESS 2000 S, REGESS 2000 SL, REGESS 2000 SRL","REGESS 2000 S, REGESS 2000 SL, REGESS 2000 SRL","REGESS Sp. Z o.o.","011-7S2042 F                    ","DIN CERTCO"]
["ü Eligible",null,"2013-03-01",null,"Solar Keymark","Solar Keymark","SCHENER RS10","SCHENER RS10","SCHENER s.r.o.","TSU 003-13","TECHNICKY SKUSOBNY USTAV PIESTANY"]
["ü Eligible",null,"2016-03-23",null,"Solar Keymark","Solar Keymark","SEIDO2-6, SEIDO2-8, SEIDO2-12","SEIDO2-6, SEIDO2-8, SEIDO2-12","Beijing Sunda Solar Energy Technology Co., Ltd.","SP SC0021-16","SP"]
["ü Eligible",null,"2017-01-25",null,"Solar Keymark","Solar Keymark","SELECT20+, SELECT25+","SELECT20+, SELECT25+","SUNERG SOLAR S.r.l.","011-7S2730 F","DINCERTCO"]
["ü Eligible",null,"2015-01-29",null,"Solar Keymark","Solar Keymark","SF100-04-TPS","SF100-04-TPS","Savo-Solar Oy","PSK-002/2015","Certif"]
["ü Eligible",null,"2015-01-29",null,"Solar Keymark","Solar Keymark","SF100-05-DS","SF100-05-DS","Savo-Solar Oy","PSK-003/2015","Certif"]
["ü Eligible",null,"2016-12-07",null,"Solar Keymark","Solar Keymark","SHT","SHT","Sunerg Solar s.r.l.","011-7S2620 F","DIN CERTCO"]
["ü Eligible",null,"2016-11-15",null,"Solar Keymark","Solar Keymark","SIMESOL 132, SIMESOL 182, SIMESOL 230","SIMESOL 132, SIMESOL 182, SIMESOL 230","FONDERIE SIME SpA","OEM 9965/1/2","DQS HELLAS"]
["ü Eligible",null,"2006-12-12",null,"Solar Keymark","Solar Keymark","SKY 8CPC 58, SKY 10PC 58*, SKY 12CPC 58*, SKY 14CPC58*, SKY 16CPC 58*, SKY 18CPC*, SKY 21CPC 58*","SKY 8CPC 58, SKY 10PC 58*, SKY 12CPC 58*, SKY 14CPC58*, SKY 16CPC 58*, SKY 18CPC*, SKY 21CPC 58*","Kloben Sud S.r.l.","011-7S124 R","DIN CERTCO"]
["ü Eligible",null,"2017-01-05",null,"Solar Keymark","Solar Keymark","SOLATRON CF 2.0-1 V","SOLATRON CF 2.0-1 V","SOLATRON CF 2.0-1 V","011-7S2727 F","Dincertco"]
["ü Eligible",null,"2017-01-11",null,"Solar Keymark","Solar Keymark","SP-XL, SPH-XL, SPH-L, SP-L","SP-XL, SPH-XL, SPH-L, SP-L","SUNWOOD, S.R.L.","078/000241","AENOR"]
["ü Eligible",null,"2016-11-15",null,"Solar Keymark","Solar Keymark","STAR 1500, STAR 2000, STAR 2600","STAR 1500, STAR 2000, STAR 2600","MBM GROUP S.R.L.","OEM 9965/1/3"," DQS HELLAS"]
["ü Eligible",null,"2017-01-25",null,"Solar Keymark","Solar Keymark","STILE L+, STILE XL+","STILE L+, STILE XL+","SUNERG SOLAR S.r.l.","011-7S2731 F","DINCERTCO"]
["ü Eligible",null,"2013-01-07",null,"Solar Keymark","Solar Keymark","SUN300.20V, SUN300.20H, SUN300.25V, SUN300.25H","SUN300.20V, SUN300.20H, SUN300.25V, SUN300.25H","S.A.S Lacaze Energies","011-7S2092 F","DIN CERTCO"]
["ü Eligible",null,"2016-11-30",null,"Solar Keymark","Solar Keymark","Sunffective 8, Sunffective 9, Sunffective 10, Sunffective 11, Sunffective 12, Sunffective 13, Sunffective 14, Sunffective 15, Sunffective 16, Sunffective 17, Sunffective 18, Sunffective 19, Sunffective 20, Sunffective 21, Sunffective 22, Sunffective 23","Sunffective 8, Sunffective 9, Sunffective 10, Sunffective 11, Sunffective 12, Sunffective 13, Sunffective 14, Sunffective 15, Sunffective 16, Sunffective 17, Sunffective 18, Sunffective 19, Sunffective 20, Sunffective 21, Sunffective 22, Sunffective 23","BNS PRODUCTION EOOD","SKM 10000","DQS HELLAS"]
["ü Eligible",null,"2017-01-30",null,"Solar Keymark","Solar Keymark","Suntime LE, Suntime LE-e","Suntime LE, Suntime LE-e","Propuls Solar s.r.o.","011-7S2424 F","DINCERTCO"]
["ü Eligible",null,"2016-01-18",null,"Solar Keymark","Solar Keymark","SUPERLINE L USB","SUPERLINE L USB","Ezinc Metal San. Tic. A.S.","PSK-004/2016","CERTIF - Associação para a Certificação"]
["ü Eligible",null,"2016-01-18",null,"Solar Keymark","Solar Keymark","SUPERLINE M XBA PU, SUPERLINE L XBA PU, SUPERLINE XL XBA PU","SUPERLINE M XBA PU, SUPERLINE L XBA PU, SUPERLINE XL XBA PU","Ezinc Metal San. Tic. A.S.","PSK-003/2016","CERTIF - Associação para a Certificação"]
["ü Eligible",null,"2016-01-18",null,"Solar Keymark","Solar Keymark","SUPERLINE M-1 FSA, SUPERLINE L-1 FSA, SUPERLINE XL-1 FSA","SUPERLINE M-1 FSA, SUPERLINE L-1 FSA, SUPERLINE XL-1 FSA","Ezinc Metal San. Tic. A.S.","PSK-005/2016","CERTIF - Associação para a Certificação"]
["ü Eligible",null,"2015-01-14",null,"Solar Keymark","Solar Keymark","Superline M-1 FSB PU, Superline L-1 FSB PU, Superline XL-1 FSB PU, Superline XL-1 FSB PU","Superline M-1 FSB PU, Superline L-1 FSB PU, Superline XL-1 FSB PU, Superline XL-1 FSB PU","Ezinc Metal San. Tic A.S.","PSK-001/2015","Certif"]
["ü Eligible",null,"2017-01-11",null,"Solar Keymark","Solar Keymark","Thinktech THK 250, Thinktech THK 200","Thinktech THK 250, Thinktech THK 200","DISTERM- DISTRIBUICAO DE EQIPAMENTOS DE CLIMATIZACAO S.A","078/000267","AENOR"]
["ü Eligible",null,"2015-08-05",null,"Solar Keymark","Solar Keymark","topSol UP-plus, topSol UP","topSol UP-plus, topSol UP","GASOKOL GmbH","011-7S073 F","DIN CERTCO"]
["ü Eligible",null,"2015-09-29",null,"Solar Keymark","Solar Keymark","TWIN TWK","TWIN TWK","SEG KIOTO GmbH","011-7S2585 F","Din Certoco"]
["ü Eligible",null,"2016-08-08",null,"Solar Keymark","Solar Keymark","VH 2.1 Selectivo","VH 2.1 Selectivo","SOLDIRECTO SISTEMAS SOLARES, LDA","PSK-018/2016","Certif"]
["ü Eligible",null,"2016-11-30",null,"Solar Keymark","Solar Keymark","Zeus cpc 8, Zeus cpc 9, Zeus cpc 10, Zeus cpc 11, Zeus cpc 12, Zeus cpc 13, Zeus cpc 14, Zeus cpc 15, Zeus cpc 16, Zeus cpc 17, Zeus cpc 18, Zeus cpc 19, Zeus cpc 20, Zeus cpc 21, Zeus cpc 22, Zeus cpc 23","Zeus cpc 8, Zeus cpc 9, Zeus cpc 10, Zeus cpc 11, Zeus cpc 12, Zeus cpc 13, Zeus cpc 14, Zeus cpc 15, Zeus cpc 16, Zeus cpc 17, Zeus cpc 18, Zeus cpc 19, Zeus cpc 20, Zeus cpc 21, Zeus cpc 22, Zeus cpc 23","VON BARTELS GmbH","OEM 10000/1"," DQS HELLAS"]
["ü Eligible",null,"2015-10-14",null,"Solar Keymark ","Solar Keymark ","AQR-2.2, AQR-2.4, AQR-2.6, AQR-2","AQR-2.2, AQR-2.4, AQR-2.6, AQR-2","AQUAFER, lda","PSK-023/2015","Certif"]
["ü Eligible",null,"2015-09-11",null,"Solar Keymark ","Solar Keymark ","BIOSSOL USB 21","BIOSSOL USB 21","Biossol S.A","PSK-015/2015","Certif"]
["ü Eligible",null,"2015-09-11",null,"Solar Keymark ","Solar Keymark ","BIOSSOL USB 28","BIOSSOL USB 28","Biossol S.A","PSK-016/2015","Certif"]
["ü Eligible",null,"2015-11-23",null,"Solar Keymark ","Solar Keymark ","ECO S260, ECO S230, ECO S200, ECO S150 ","ECO S260, ECO S230, ECO S200, ECO S150 ","Sole, S.A","PSK-024/2015","Certif"]
["ü Eligible",null,"2015-08-19",null,"Solar Keymark ","Solar Keymark ","Permasol S2.4, Permasol S2.0","Permasol S2.4, Permasol S2.0","Permasolaris, Lda","PSK-013/2015","LNEG"]
["ü Eligible",null,"2015-09-18",null,"Solar Keymark ","Solar Keymark ","ST-T-40/400, ST-T-40/200","ST-T-40/400, ST-T-40/200","Istek Yenllenebillir Enerji Gun. En. Sis. San. Tic. Ltd. Sti","PSK-019/2015","Certif"]
["? To be determined",null,"2010-03-25",null,"Solar Keymark ","Solar Keymark ","Vulcan S200","Vulcan S200","Rheem Australia Pty. Ltd.","011-7S456 F.","Din Certco"]
["ü Eligible",null,"2015-09-28",null,"Solar Keymark ","Solar Keymark ","Wasco 175, Wasco 200, Wasco 250, Wasco 270 ","Wasco 175, Wasco 200, Wasco 250, Wasco 270 ","Sole, S.A","PSK-020/2015","LNEG"]
["ü Eligible",null,"2015-04-28",null,"Solar Keymark\n","Evacuated tubular collector \n","Sunworker Extreme-10, 20, 30","Sunworker Extreme-10, 20, 30\n","Westech-Solar Energy GmbH","SP SC0319-15","Intertek"]
["ü Eligible",null,"2018-03-01",null,"Solar Keymark\n\n","Evacuated tubular collector","Iprb 58-12,58-18,58-20,58-24,58-30","Iprb 58-12,58-18,58-20,58-24,58-30","Jiangsu Imposol New Energy Co.,Ltd.","011-7S2624 R","DIN CERTCO"]
["ü Eligible",null,"2018-03-01",null,"Solar Keymark\n\n","Evacuated tubular collector","SCHENER RS10","SCHENER RS10","SCHENER s.r.o","TSU 003-13","TECHNICKY SKUSOBNY"]
["ü Eligible",null,"2018-03-01",null,"Solar Keymark\n\n","Evacuated tubular collector","TS10","TS10\n","THERMO/SOALR Ziar s.r.o.","TSU 005-13/D","TECHNICKY SKUSOBNY"]
["ü Eligible",null,"2018-01-30",null,"Solar Keymark\n\n","Evacuated tubular collector","Zefyr 24,36,48,59,71","Zefyr 24,36,48,59,71","Avalen Srl","011-7S2779 R","DIN CERTCO"]
["ü Eligible",null,"2018-03-07",null,"Solar Keymark\n\n","Flat plate collector, glazed ","Hybrod 2000. Hybrid 2000 G2.0","Hybrod 2000. Hybrid 2000 G2.0","Ersotec Hybrid","011-7S2524 F","DIN CERTCO"]
["û Ineligible",null,"2014-07-17",null,"Solar PVT","PVT","Solar Angel DG-01","Solar Angel DG-01","Natural Technology Developments Ltd","SC0539-14","SP","Ineligible collector type: solar panels that generate electricity, including photovoltaic thermal, are ineligible"]
["û Ineligible",null,"2012-07-05",null,"Solar Thermal","Air Filled Collector","PS1-52 Joule","PS1-52 Joule","GEO-TEC SOLARTECHNIK GMBH","011-7S1906 F","DIN CERTCO","Ineligible collector type: only liquid filled flat plate or evacuated tube solar collectors are eligible"]
["û Ineligible",null,"2014-07-17",null,"Solar Thermal","Air filled Flat plate","Twinsolar 2.0","Twinsolar 2.0","Grammer Solar GmbH","011-7S2366 L","DIN CERTCO","Ineligible collector type: only liquid filled flat plate or evacuated tube solar collectors are eligible"]
["û Ineligible",null,"2012-01-18",null,"Solar Thermal","Concentrating PVT, Segmented Parabolic","Sundeck 1.0","Sundeck 1.0","Cogenra Solar","011-7S1814 C","DIN CERTCO","Ineligible collector type: only liquid filled flat plate or evacuated tube solar collectors are eligible"]
["û Ineligible",null,"2012-07-18",null,"Solar Thermal","Concentrating PVT, Segmented Parabolic","SunDeck 2.0 PVT (Ctr-of-row), SunDeck 2.0 PVT (end-of-row)","SunDeck 2.0 PVT (Ctr-of-row), SunDeck 2.0 PVT (end-of-row)","Cogenra Solar","011-7S1971 C","DIN CERTCO","Ineligible collector type: only liquid filled flat plate or evacuated tube solar collectors are eligible"]
["ü Eligible",null,"2013-04-08","2017-08-24","Solar Thermal","Evacuated Tube Collector"," RF9510","RF9510","Re-Future Renewables Ltd","BBA 0138/02","BBA"]
["ü Eligible",null,"2011-08-10",null,"Solar Thermal","Evacuated Tube Collector","10 DTH-CPC","10 DTH-CPC","Thermics S.R.L.","011-7S1679 R","DIN CERTCO"]
["ü Eligible",null,"2013-06-27",null,"Solar Thermal","Evacuated Tube Collector","10 DTH-CPC","10 DTH-CPC","Thermics S.R.L.","011-7S2186 R","DIN CERTCO"]
["ü Eligible",null,"2013-06-07",null,"Solar Thermal","Evacuated Tube Collector","10-RTH CPC","10-RTH CPC","Thermics S.R.L.","011-7S2172 R","DIN CERTCO"]
["ü Eligible",null,"2011-06-21",null,"Solar Thermal","Evacuated Tube Collector","1100 HP 20, 1100 HP 30","1100 HP 20, 1100 HP 30","EHT Italia s.r.l.","011-7S1430 R","DIN CERTCO"]
["ü Eligible",null,"2009-07-15",null,"Solar Thermal","Evacuated Tube Collector","20-DTH, 30-DTH","20-DTH, 30-DTH","Thermics S.R.L.","011-7S691 R","DIN CERTCO"]
["ü Eligible",null,"2009-07-15",null,"Solar Thermal","Evacuated Tube Collector","20-HTH, 30-HTH","20-HTH, 30-HTH","Thermics S.R.L.","011-7S690 R","DIN CERTCO"]
["ü Eligible",null,"2013-07-31",null,"Solar Thermal","Evacuated Tube Collector","4flex","4flex","OEG Öl- und Gasfeuerungsbedarf Handelsgesellschaft mbH","011-7S1541 R","DIN CERTCO"]
["ü Eligible",null,"2011-05-20",null,"Solar Thermal","Evacuated Tube Collector","4Sun VAC20, 4Sun VAC30","4Sun VAC20, 4Sun VAC30","Sinuta4Sun, Lda","011-7S2284 R","DIN CERTCO"]
["ü Eligible",null,"2013-01-10",null,"Solar Thermal","Evacuated Tube Collector","4Sun VAC20, 4Sun VAC30","4Sun VAC20, 4Sun VAC30","Sinuta4Sun, Lda","011-7S2290 R","DIN CERTCO"]
["ü Eligible",null,"2009-07-14",null,"Solar Thermal","Evacuated Tube Collector","58-1.8-15Tube, 58-1.8-18Tube, 58-1.8-20Tube, 58-1.8-24Tube, 58-1.8-30Tube","58-1.8-15Tube, 58-1.8-18Tube, 58-1.8-20Tube, 58-1.8-24Tube, 58-1.8-30Tube","Haining Haokang Solar Energy Co., Ltd.","011-7S1366 R","DIN CERTCO"]
["ü Eligible",null,"2009-07-15",null,"Solar Thermal","Evacuated Tube Collector","6-16 VTN","6-16 VTN","Calpak-Cicero Hellas S.A.","72/01.19/1","MIRTEC"]
["ü Eligible",null,"2011-06-07",null,"Solar Thermal","Evacuated Tube Collector","ACE 10, 15, 20, 30","ACE 10, 15, 20, 30","Haining Peak Solar Energy","011-7S1619 R","DIN CERTCO"]
["ü Eligible",null,"2011-07-13",null,"Solar Thermal","Evacuated Tube Collector","AE-VKR-15","AE-VKR-15","Juskys Gruppe GmbH","011-7S1658 R","DIN CERTCO"]
["ü Eligible",null,"2009-07-14",null,"Solar Thermal","Evacuated Tube Collector","AJ-M-15, AJ-M-18, AJ-M-20, AJ-M-24, AJ-M-30","AJ-M-15, AJ-M-18, AJ-M-20, AJ-M-24, AJ-M-30","Haining Aojin Solar Energy Industry Co., Ltd.","011-7S1759 R","DIN CERTCO"]
["ü Eligible",null,"2009-07-15",null,"Solar Thermal","Evacuated Tube Collector","AKH","AKH","Changzhou Xinwang Green Energy Co., Ltd.","011-7S236 R","DIN CERTCO"]
["ü Eligible",null,"2011-09-28",null,"Solar Thermal","Evacuated Tube Collector","AKHII 1800/58-12, -16, -18, -20, -24","AKHII 1800/58-12, -16, -18, -20, -24","Changzhou Xinwang Green Energy Co., Ltd.","SP SC0938-11","SP"]
["ü Eligible",null,"2009-07-15",null,"Solar Thermal","Evacuated Tube Collector","AKU 10/47","AKU 10/47","Changzhou Xinwang Green Energy Co., Ltd.","011-7S512 R","DIN CERTCO"]
["ü Eligible",null,"2009-07-15",null,"Solar Thermal","Evacuated Tube Collector","AKU12/58, AKU16/58, AKU20/58","AKU12/58, AKU16/58, AKU20/58","Changzhou Xinwang Green Energy Co., Ltd.","011-7S513 R","DIN CERTCO"]
["ü Eligible",null,"2009-07-15",null,"Solar Thermal","Evacuated Tube Collector","ALPHATHERM VAC PRO 58-1800-10/15/20/25/30 - R","ALPHATHERM VAC PRO 58-1800-10/15/20/25/30 - R","TM Consulting & Trading Ltd.","011-7S343 R","DIN CERTCO"]
["ü Eligible",null,"2012-06-18",null,"Solar Thermal","Evacuated Tube Collector","Amordad AM-Tubosol-3000-10R-ECO, Amordad AM-Tubosol-3000-12R-ECO, Amordad AM-Tubosol-3000-15R-ECO, Amordad AM-Tubosol-3000-18R-ECO, Amordad AM-Tubosol-3000-20R-ECO, Amordad AM-Tubosol-3000-25R-ECO, Amordad AM-Tubosol-3000-30R-ECO,","Amordad AM-Tubosol-3000-10R-ECO, Amordad AM-Tubosol-3000-12R-ECO, Amordad AM-Tubosol-3000-15R-ECO, Amordad AM-Tubosol-3000-18R-ECO, Amordad AM-Tubosol-3000-20R-ECO, Amordad AM-Tubosol-3000-25R-ECO, Amordad AM-Tubosol-3000-30R-ECO,","Amordad Holdings S.L.","SP SC1199-12","SP"]
["ü Eligible",null,"2009-07-15",null,"Solar Thermal","Evacuated Tube Collector","Antares 8, Antares 12","Antares 8, Antares 12","SolaXion S.L.","011-7S1028 R","DIN CERTCO"]
["ü Eligible",null,"2009-07-15","2017-12-20","Solar Thermal","Evacuated Tube Collector","Apricus AP-10 Collector, Apricus AP-20 Collector, Apricus AP-22 Collecto, Apricus AP-30 Collector","Apricus AP-10 Collector, Apricus AP-20 Collector, Apricus AP-22 Collecto, Apricus AP-30 Collector","Apricus Solar Co., ltd","011-7S161 R","DIN CERTCO"]
["ü Eligible",null,"2012-05-29",null,"Solar Thermal","Evacuated Tube Collector","AQUA PLASMA 19/17 *. AQUA PLASMA 19/34 *, AQUA PLASMA 19/50 *","AQUA PLASMA 19/17 *. AQUA PLASMA 19/34 *, AQUA PLASMA 19/50 *","Ritter Solar GmbH","011-7S1889 R","DIN CERTCO"]
["ü Eligible",null,"2009-07-15",null,"Solar Thermal","Evacuated Tube Collector","AR 20, AR 30","AR 20, AR 30","Baxi Calefacción S.L.U.","011-7S451 R","DIN CERTCO"]
["ü Eligible",null,"2011-05-20",null,"Solar Thermal","Evacuated Tube Collector","ARISTON KAIROS VT 15/20","ARISTON KAIROS VT 15/20","Ariston Thermo SpA","011-7S775 R","DIN CERTCO"]
["ü Eligible",null,"2009-07-15",null,"Solar Thermal","Evacuated Tube Collector","ARISTON KAIROS VT 15/20 CHAFFOTEAUX VDF 15/20","ARISTON KAIROS VT 15/20 CHAFFOTEAUX VDF 15/20","Ariston Thermo SpA","011-7S775 F","DIN CERTCO"]
["ü Eligible",null,"2008-12-15",null,"Solar Thermal","Evacuated Tube Collector","AS 100 DF6","AS 100 DF6","augusta-solar GmbH, 86154 Augsburg","011-7S605 R","DIN CERTCO"]
["ü Eligible",null,"2009-07-15",null,"Solar Thermal","Evacuated Tube Collector","AS 100 HP16","AS 100 HP16","augusta-solar GmbH, 86154 Augsburg","011-7S606 R","DIN CERTCO"]
["ü Eligible",null,"2012-08-30",null,"Solar Thermal","Evacuated Tube Collector","AS HP 70.05 , AS HP 70.10, AS HP 70.20","AS HP 70.05 , AS HP 70.10, AS HP 70.20","AmoSol Solartechnik GmbH","011-7S1830 R","DIN CERTCO"]
["ü Eligible",null,"2009-07-15",null,"Solar Thermal","Evacuated Tube Collector","AS-CPC 6/12/18","AS-CPC 6/12/18","AS Solar GmbH","011-7S196 R","DIN CERTCO"]
["ü Eligible",null,"2009-07-15",null,"Solar Thermal","Evacuated Tube Collector","AS-EVK 10","AS-EVK 10","AS Solar GmbH","011-7S470 R","DIN CERTCO"]
["ü Eligible",null,"2011-06-30",null,"Solar Thermal","Evacuated Tube Collector","AS-EVK 15","AS-EVK 15","AS Solar GmbH","011-7S940 R","DIN CERTCO"]
["ü Eligible",null,"2011-08-02",null,"Solar Thermal","Evacuated Tube Collector","ASL0580.S86RS-2,72m², ASL0580.S86RS-2,37m² *, ASL0580.S86RS-2,00m²H *, ASL0580.S86RS-2,00m² *, ASL0580.S86RS-1,82m² *, ASL0580.S86RS-1,50m²","ASL0580.S86RS-2,72m², ASL0580.S86RS-2,37m² *, ASL0580.S86RS-2,00m²H *, ASL0580.S86RS-2,00m² *, ASL0580.S86RS-1,82m² *, ASL0580.S86RS-1,50m²","PAPAEMMANOUEL S.A.","011-7S1674 F","DIN CERTCO"]
["ü Eligible",null,"2009-07-14",null,"Solar Thermal","Evacuated Tube Collector","AST-HS-58/1800/30, /24, /20, /18, /15","AST-HS-58/1800/30, /24, /20, /18, /15","Jiangsu Aoste Solar Energy Co., Ltd.","011-7S1739 R","DIN CERTCO"]
["ü Eligible",null,"2012-07-25",null,"Solar Thermal","Evacuated Tube Collector","ASTRAL HS 8700","ASTRAL HS 8700","HS France","011-7S1954 R","DIN CERTCO"]
["ü Eligible",null,"2011-05-20",null,"Solar Thermal","Evacuated Tube Collector","AS-VRK 21","AS-VRK 21","AS Solar GmbH","011-7S2168 R","DIN CERTCO"]
["ü Eligible",null,"2011-05-20",null,"Solar Thermal","Evacuated Tube Collector","AS-VRK 21*","AS-VRK 21*","AS Solar GmbH","011-7S2168 F","DIN CERTCO"]
["ü Eligible",null,"2011-07-19",null,"Solar Thermal","Evacuated Tube Collector","ATTACK VAKUUMTHERM VK10","ATTACK VAKUUMTHERM VK10","Attack, s.r.o.","011-7S1639 R","DIN CERTCO"]
["ü Eligible",null,"2011-05-13",null,"Solar Thermal","Evacuated Tube Collector","Audary, Rebau O dali ADL 58/1800 10,12,15,18,20,24,26,28,30","Audary, Rebau O dali ADL 58/1800 10,12,15,18,20,24,26,28,30","Jiangsu Audary New Energy Co. Ltd.","011-7S1563 R","DIN CERTCO"]
["ü Eligible",null,"2009-07-15",null,"Solar Thermal","Evacuated Tube Collector","AURON DF 15, 20","AURON DF 15, 20","ELCO GmbH","011-7S568 R","DIN CERTCO"]
["ü Eligible",null,"2014-09-16",null,"Solar Thermal","Evacuated tube collector","BAXI AR 20, BAXI AR 30","BAXI AR 20, BAXI AR 30","Baxi Calefacción S.L.U.","011-7S2385 R","DIN CERTCO"]
["ü Eligible",null,"2009-07-14",null,"Solar Thermal","Evacuated Tube Collector","BBS12, BBS15, BBS20","BBS12, BBS15, BBS20","Haining Sanxi Solar Energy Industry Co., Ltd.","011-7S1211 R","DIN CERTCO"]
["ü Eligible",null,"2009-07-14",null,"Solar Thermal","Evacuated Tube Collector","BDHF 5.8/1800 10HT,20HT,30HT","BDHF 5.8/1800 10HT,20HT,30HT","Jiaxing Beida Huafeng New Energy Co. Ltd.","SP SC0182-11","SP"]
["ü Eligible",null,"2009-07-14",null,"Solar Thermal","Evacuated Tube Collector","BDHF 5.8/1800 10SH,20SH,30SH","BDHF 5.8/1800 10SH,20SH,30SH","Jiaxing Beida Huafeng New Energy Co. Ltd.","SP SC0181-11","SP"]
["ü Eligible",null,"2013-03-05",null,"Solar Thermal","Evacuated Tube Collector","Belga-Solar BS-VTC-12","Belga-Solar BS-VTC-12","Klima-Service bvba","SP SC0059-13","SP"]
["ü Eligible",null,"2013-05-17",null,"Solar Thermal","Evacuated Tube Collector","BGY-10, BGY-12, BGY-15, BGY-18, BGY-20, BGY-25, BGY-30,","BGY-10, BGY-12, BGY-15, BGY-18, BGY-20, BGY-25, BGY-30,","Haining BaoGuang Solar Energy Industrial Co., Ltd","SP SC0006-13","SP"]
["ü Eligible",null,"2009-07-14",null,"Solar Thermal","Evacuated Tube Collector","BL58G-1800-30, -24, -20, -18, -16, -12, -10","BL58G-1800-30, -24, -20, -18, -16, -12, -10","Changzhou Boshi New Energy Science & Technology Co., Ltd.","011-7S1737 R","DIN CERTCO"]
["ü Eligible",null,"2009-07-15",null,"Solar Thermal","Evacuated Tube Collector","Blue Pipe 12, Blue Pipe 15, Blue Pipe 20","Blue Pipe 12, Blue Pipe 15, Blue Pipe 20","Lothar Janssen","011-7S394 R","DIN CERTCO"]
["ü Eligible",null,"2011-05-20",null,"Solar Thermal","Evacuated Tube Collector","Blue Pipe Pro 10, Blue Pipe Pro 15, Blue Pipe Pro 20, Blue Pipe Pro 30","Blue Pipe Pro 10, Blue Pipe Pro 15, Blue Pipe Pro 20, Blue Pipe Pro 30","Lothar Janssen","011-7S1799 R","DIN CERTCO"]
["ü Eligible",null,"2009-07-14",null,"Solar Thermal","Evacuated Tube Collector","Bosch VK140-1*, Bosch VK280-1*","Bosch VK140-1*, Bosch VK280-1*","Bosch Thermotechnik GmbH","011-7S2222 R","DIN CERTCO"]
["? To be determined",null,"2011-04-28",null,"Solar Thermal","Evacuated Tube Collector","Bosch VK-140-1, VK 280-1","Bosch VK-140-1, VK 280-1","Bosch Thermotechnik GmbH","011-7S1502 R","DIN CERTCO"]
["ü Eligible",null,"2011-07-22",null,"Solar Thermal","Evacuated Tube Collector","Bosswerk SunExtreme 12, 18, 24, 30","Bosswerk SunExtreme 12, 18, 24, 30","Bosswerk GmbH & Co. KG","011-7S1661 R","DIN CERTCO"]
["ü Eligible",null,"2014-07-17",null,"Solar Thermal","Evacuated Tube Collector","Bosswerk SunExtreme HighDensity 10, Bosswerk SunExtreme HighDensity 20, Bosswerk SunExtreme HighDensity 30","Bosswerk SunExtreme HighDensity 10, Bosswerk SunExtreme HighDensity 20, Bosswerk SunExtreme HighDensity 30","Bosswerk GmbH & Co. KG","SP SC0358-14","SP"]
["ü Eligible",null,"2011-05-20",null,"Solar Thermal","Evacuated Tube Collector","BPS-58-1800-22 (not tested, intermediate size) BPS-58-1800-30 (Test report SPF iC1412LPENe)","BPS-58-1800-22 (not tested, intermediate size) BPS-58-1800-30 (Test report SPF iC1412LPENe)","ACV Polska sp. z.","011-7S1865 R","DIN CERTCO"]
["ü Eligible",null,"2012-04-24",null,"Solar Thermal","Evacuated Tube Collector","BRF2-85-1.35-0.6-CLL, BRF2-100-1.62-0.6-CLL, BRF2-120-2.04-0.6-CLL, BRF2-140-2.47-0.6-CLL, BRF2-150-2.73-0.6-CLL, BRF2-200-3.28-0.6-CLL, BRF2-250-4.13-0.6-CLL","BRF2-85-1.35-0.6-CLL, BRF2-100-1.62-0.6-CLL, BRF2-120-2.04-0.6-CLL, BRF2-140-2.47-0.6-CLL, BRF2-150-2.73-0.6-CLL, BRF2-200-3.28-0.6-CLL, BRF2-250-4.13-0.6-CLL","Jiangsu Gomon New Energy Co., Ltd.","011-7S1791 R","DIN CERTCO"]
["ü Eligible",null,"2013-11-04",null,"Solar Thermal","Evacuated Tube Collector","BRK 10,20,30","BRK 10,20,30","Biotech Energietechnik GmbH","011-7S1584 R","DIN CERTCO"]
["ü Eligible",null,"2009-07-14",null,"Solar Thermal","Evacuated Tube Collector","Buderus Vaciosol 21","Buderus Vaciosol 21","Bosch Thermotechnik GmbH","011-7S1390 R","DIN CERTCO"]
["ü Eligible",null,"2009-07-14",null,"Solar Thermal","Evacuated Tube Collector","Buderus Vaciosol CPC6, Buderus Vaciosol CPC12","Buderus Vaciosol CPC6, Buderus Vaciosol CPC12","Bosch Thermotechnik GmbH","011-7S1389 R","DIN CERTCO"]
["ü Eligible",null,"2012-03-16",null,"Solar Thermal","Evacuated Tube Collector","BURG HIGH POWER PRO 1200, BURG HIGH POWER PRO 1500, BURG HIGH POWER PRO 1800, BURG HIGH POWER PRO 2000, BURG HIGH POWER PRO 2400, BURG HIGH POWER PRO 3000","BURG HIGH POWER PRO 1200, BURG HIGH POWER PRO 1500, BURG HIGH POWER PRO 1800, BURG HIGH POWER PRO 2000, BURG HIGH POWER PRO 2400, BURG HIGH POWER PRO 3000","Von Bartels GmbH","011-7S1751 R","DIN CERTCO"]
["ü Eligible",null,"2012-08-21",null,"Solar Thermal","Evacuated Tube Collector","C01-10, C01-15, C01-20, C01-25, C01-30","C01-10, C01-15, C01-20, C01-25, C01-30","Haining Sunwe New Energy Co.,Ltd."," 011-7S1993 R","Din Certco"]
["ü Eligible",null,"2012-08-21",null,"Solar Thermal","Evacuated Tube Collector","C01-10, C01-15, C01-20, C01-25, C01-30","C01-10, C01-15, C01-20, C01-25, C01-30","Haining Sunwe New Energy Co.,Ltd.","011-7S1993 R","Din Certco"]
["ü Eligible",null,"2009-07-15",null,"Solar Thermal","Evacuated Tube Collector","C01-20, C01-30","C01-20, C01-30","CENTEC","011-7S826 R","DIN CERTCO"]
["ü Eligible",null,"2011-05-20",null,"Solar Thermal","Evacuated Tube Collector","CALDORIS-58-10, CALDORIS-58-12, CALDORIS-58-16, CALDORIS-58-18, CALDORIS-58-20, CALDORIS-58-22, CALDORIS-58-24, CALDORIS-58-30","CALDORIS-58-10, CALDORIS-58-12, CALDORIS-58-16, CALDORIS-58-18, CALDORIS-58-20, CALDORIS-58-22, CALDORIS-58-24, CALDORIS-58-30","Caldoris Polska Sp. z.o.o.","011-7S2150 R","DIN CERTCO"]
["ü Eligible",null,"2014-03-05",null,"Solar Thermal","Evacuated Tube Collector","CALDORIS-CPC-8, 9, 10, 12, 14, 15, 16, 18, 20, 21, 22, 24","CALDORIS-CPC-8, 9, 10, 12, 14, 15, 16, 18, 20, 21, 22, 24","Caldoris Polska Sp. z.o.o.","SP SC0196-14","SP"]
["ü Eligible",null,"2011-05-30",null,"Solar Thermal","Evacuated Tube Collector","CALPAK 6VTN, 7VTN, 8VTN, 9VTN, 10VTN, 12VTN, 14VTN, 16VTN","CALPAK 6VTN, 7VTN, 8VTN, 9VTN, 10VTN, 12VTN, 14VTN, 16VTN","Cicero Hellas, S.A.","SKM/9907/1","DQS Hellas"]
["ü Eligible",null,"2013-02-05",null,"Solar Thermal","Evacuated Tube Collector","CB-70-1900-10, CB-70-1900-12, CB-70-1900-15, CB-70-1900-18, CB-70-1900-20","CB-70-1900-10, CB-70-1900-12, CB-70-1900-15, CB-70-1900-18, CB-70-1900-20","Changzhou XNE Group","011-7S2106 R","DIN CERTCO"]
["ü Eligible",null,"2012-11-08",null,"Solar Thermal","Evacuated Tube Collector","CC-58-1800-10, CC-58-1800-12, CC-58-1800-15, CC-58-1800-18, CC-58-1800-20, CC-58-1800-24, CC-58-1800-30","CC-58-1800-10, CC-58-1800-12, CC-58-1800-15, CC-58-1800-18, CC-58-1800-20, CC-58-1800-24, CC-58-1800-30","Changzhou XNE Group","011-7S2053 R","DIN CERTCO"]
["ü Eligible",null,"2009-07-15",null,"Solar Thermal","Evacuated Tube Collector","CC-CPC 6, CC-CPC 12, CC-CPC 18","CC-CPC 6, CC-CPC 12, CC-CPC 18","Carl Capito Heiztechnik GmbH","011-7S965 R","DIN CERTCO"]
["ü Eligible",null,"2009-07-15",null,"Solar Thermal","Evacuated Tube Collector","CC-HPV 15","CC-HPV 15","Carl Capito Heiztechnik GmbH","011-7S948 R","DIN CERTCO"]
["ü Eligible",null,"2009-07-15","2018-01-06","Solar Thermal","Evacuated Tube Collector","CD-1800/58-12Tubes, -15Tubes, -18Tubes, -20Tubes, -24Tubes, -30Tubes","CD-1800/58-12Tubes, -15Tubes, -18Tubes, -20Tubes, -24Tubes, -30Tubes","Wuxi Wankang Solar Water Heater CO., LTD","011-7S1123 R","DIN CERTCO"]
["ü Eligible",null,"2014-07-31",null,"Solar Thermal","Evacuated Tube Collector","CHAPPEE DF 400 20, CHAPPEE DF 400 30","CHAPPEE DF 400 20, CHAPPEE DF 400 30","CHAPPEE S.A.","011-7S2386 R","DIN CERTCO"]
["ü Eligible",null,"2014-07-31",null,"Solar Thermal","Evacuated Tube Collector","CHAPPEE HP 400 20, CHAPPEE HP 400 30","CHAPPEE HP 400 20, CHAPPEE HP 400 30","CHAPPEE S.A.","011-7S2387 R","DIN CERTCO"]
["ü Eligible",null,"2009-07-14",null,"Solar Thermal","Evacuated Tube Collector","CHP58010, CHP58015, CHP58020, CHP58025, CHP58030","CHP58010, CHP58015, CHP58020, CHP58025, CHP58030","Cube France Sarl","011-7S1452 R","DIN CERTCO"]
["ü Eligible",null,"2009-07-15",null,"Solar Thermal","Evacuated Tube Collector","CMC 58/1800 10, 20, 30","CMC 58/1800 10, 20, 30","C-Mc Energy","011-7S280 R","DIN CERTCO"]
["ü Eligible",null,"2009-07-14",null,"Solar Thermal","Evacuated Tube Collector","COLLETORE SOLARE SOTTOVUOTO CSV 14","COLLETORE SOLARE SOTTOVUOTO CSV 14","Immergas S.p.A.","011-7S1748 R","DIN CERTCO"]
["ü Eligible",null,"2007-04-27",null,"Solar Thermal","Evacuated Tube Collector","CPC 12 XL INOX*, CPC 6 XL INOX*, CPC 6 INOX*, CPC 12 INOX*, CPC 18 INOX*, CPC 6 INOX RP*, CPC 12 INOX RP*, CPC 18 INOX RP*, CPC 6 INOX mono*, CPC 12 INOX mono*, CPC 18 INOX mono*","CPC 12 XL INOX*, CPC 6 XL INOX*, CPC 6 INOX*, CPC 12 INOX*, CPC 18 INOX*, CPC 6 INOX RP*, CPC 12 INOX RP*, CPC 18 INOX RP*, CPC 6 INOX mono*, CPC 12 INOX mono*, CPC 18 INOX mono*","Ritter Solar GmbH","011-7S134 R","DIN CERTCO"]
["ü Eligible",null,"2009-04-21",null,"Solar Thermal","Evacuated Tube Collector","CPC 12 XL OEM, CPC 6 XL OEM, CPC 6 OEM, CPC 12 OEM, CPC 18 OEM, CPC 6 OEM RP, CPC 12 OEM RP, CPC 18 OEM RP, CPC 6 OEM mono, CPC 12 OEM mono, CPC 18 OEM mono","CPC 12 XL OEM, CPC 6 XL OEM, CPC 6 OEM, CPC 12 OEM, CPC 18 OEM, CPC 6 OEM RP, CPC 12 OEM RP, CPC 18 OEM RP, CPC 6 OEM mono, CPC 12 OEM mono, CPC 18 OEM mono","Ritter Solar GmbH","011-7S113 R","DIN CERTCO"]
["? To be determined",null,"2009-07-15",null,"Solar Thermal","Evacuated Tube Collector","CPC 14 Star azzurro, CPC 21 Star azzurro, CPC 30 Star azzurro, CPC 45 Star azzurro,CPC 32 allstar, CPC 40 allstar, CPC 14 OEM RP, CPC 21 OEM RP, CPC 14 INOX RP, CPC 21 INOX RP, CPC 14 OEM mono, CPC 21 OEM mono, CPC 14 INOX mono, CPC 21 INOX mono","CPC 14 Star azzurro, CPC 21 Star azzurro, CPC 30 Star azzurro, CPC 45 Star azzurro,CPC 32 allstar, CPC 40 allstar, CPC 14 OEM RP, CPC 21 OEM RP, CPC 14 INOX RP, CPC 21 INOX RP, CPC 14 OEM mono, CPC 21 OEM mono, CPC 14 INOX mono, CPC 21 INOX mono","Ritter Solar GmbH","011-7S089 R","DIN CERTCO"]
["ü Eligible",null,"2011-05-03",null,"Solar Thermal","Evacuated Tube Collector","CPC 14 XL*, CPC 21 XL*, CPC 30 XL*, CPC 45 XL*","CPC 14 XL*, CPC 21 XL*, CPC 30 XL*, CPC 45 XL*","Ritter Solar GmbH","011-7S1509 R","DIN CERTCO"]
["ü Eligible",null,"2009-07-15",null,"Solar Thermal","Evacuated Tube Collector","CPC 1506 CPC 1512 CPC 1518","CPC 1506 CPC 1512 CPC 1518","Shandong Linuo Paradigma Co. Ltd.","011-7S194 R","DIN CERTCO"]
["ü Eligible",null,"2012-07-16",null,"Solar Thermal","Evacuated Tube Collector","CPC 1506*, CPC 1509*, CPC 1512*, CPC 1515*, CPC 1518*","CPC 1506*, CPC 1509*, CPC 1512*, CPC 1515*, CPC 1518*","Linuo Ritter International, Ltd.","011-7S1948 R","DIN CERTCO"]
["ü Eligible",null,"2009-07-15",null,"Solar Thermal","Evacuated Tube Collector","CPC 16w INOX CPC 20w INOX","CPC 16w INOX CPC 20w INOX","Ritter Solar GmbH","011-7S117 R","DIN CERTCO"]
["û Ineligible",null,"2008-09-03",null,"Solar Thermal","Evacuated Tube Collector","CPC 6 INOX, CPC 12 INOX, COC 18 INOX, CPC 6 OEM, CPC 12 OEM, CPC 18 OEM","CPC 6 INOX, CPC 12 INOX, COC 18 INOX, CPC 6 OEM, CPC 12 OEM, CPC 18 OEM","Solfex Limited","011-7S495 R","DIN CERTCO"]
["ü Eligible",null,"2012-07-03",null,"Solar Thermal","Evacuated Tube Collector","CPC OEM XL 1514*, CPC OEM XL 1521*, CPC OEM XL 1914*, CPC OEM XL 1918*, CPC OEM XL 1921*","CPC OEM XL 1514*, CPC OEM XL 1521*, CPC OEM XL 1914*, CPC OEM XL 1918*, CPC OEM XL 1921*","Linuo Ritter International, Ltd.","011-7S1950 R","DIN CERTCO"]
["ü Eligible",null,"2009-07-15",null,"Solar Thermal","Evacuated Tube Collector","CPC S1","CPC S1","SOLARFOCUS GmbH","011-7S095 F","DIN CERTCO"]
["ü Eligible",null,"2012-06-27",null,"Solar Thermal","Evacuated Tube Collector","CPC XL 1514*, CPC XL 1521*, CPC XL 1914*, CPC XL 1921*","CPC XL 1514*, CPC XL 1521*, CPC XL 1914*, CPC XL 1921*","Linuo Ritter International, Ltd.","011-7S1949 R","DIN CERTCO"]
["ü Eligible",null,"2009-07-14",null,"Solar Thermal","Evacuated Tube Collector","CRD 10","CRD 10","PLEION s.r.l.","011-7S1031 R","DIN CERTCO"]
["ü Eligible",null,"2009-07-15",null,"Solar Thermal","Evacuated Tube Collector","CRK-6, CRK-12, CRK-18","CRK-6, CRK-12, CRK-18","Wolf GmbH","011-7S321 R","DIN CERTCO"]
["ü Eligible",null,"2013-05-13","2018-01-06","Solar Thermal","Evacuated Tube Collector","CST HCA20, CST HCA30","CST HCA20, CST HCA30","CST s.r.l.","011-7S2148 R","DIN CERTCO"]
["ü Eligible",null,"2009-07-15",null,"Solar Thermal","Evacuated Tube Collector","CSV","CSV","Immergas S.p.A.","011-7S593 R","DIN CERTCO"]
["ü Eligible",null,"2012-02-22",null,"Solar Thermal","Evacuated Tube Collector","CSV 25 R, CSV 35 R","CSV 25 R, CSV 35 R","Riello S.p.A","063BN/0","ICIM"]
["ü Eligible",null,"2009-07-15",null,"Solar Thermal","Evacuated Tube Collector","CV SKC-10","CV SKC-10","Firebird","011-7S663 R","DIN CERTCO"]
["ü Eligible",null,"2009-07-15",null,"Solar Thermal","Evacuated Tube Collector","DCA 58/20,22,24,26,28,30","DCA 58/20,22,24,26,28,30","Changzhou He Jia Solar Energy Co., Ltd.","011-7S590 R","DIN CERTCO"]
["ü Eligible",null,"2009-07-15",null,"Solar Thermal","Evacuated Tube Collector","De Dietrich POWER 7,10,15","De Dietrich POWER 7,10,15","DeDietrich Thermique","011-7S412 R","DIN CERTCO"]
["ü Eligible",null,"2012-06-20",null,"Solar Thermal","Evacuated Tube Collector","Depsol DS 5, Depsol DS 10, Depsol DS 20, Depsol DS 30","Depsol DS 5, Depsol DS 10, Depsol DS 20, Depsol DS 30","Depsol","011-7S1964 R","DIN CERTCO"]
["ü Eligible",null,"2009-07-15",null,"Solar Thermal","Evacuated Tube Collector","DF100 20, 30","DF100 20, 30","Baxi Heating UK Ltd","011-7S385 R","DIN CERTCO"]
["ü Eligible",null,"2009-07-15",null,"Solar Thermal","Evacuated Tube Collector","DF100-6","DF100-6","R/Z - Solartechnik","011-7S225 R","DIN CERTCO"]
["ü Eligible",null,"2009-07-15",null,"Solar Thermal","Evacuated Tube Collector","DF100-6","DF100-6","RSF Immobiliendienste & Wohngesellschaft mbH","011-7S267 R","DIN CERTCO"]
["ü Eligible",null,"2011-05-20",null,"Solar Thermal","Evacuated Tube Collector","DF100-6","DF100-6","SG Sieger-Solar KG","011-7S2129 R","DIN CERTCO"]
["ü Eligible",null,"2009-07-15",null,"Solar Thermal","Evacuated Tube Collector","DF120-6","DF120-6","R/Z - Solartechnik","011-7S684 R","DIN CERTCO"]
["ü Eligible",null,"2009-07-15",null,"Solar Thermal","Evacuated Tube Collector","Diffustar RK12K, Diffustar RK18K","Diffustar RK12K, Diffustar RK18K","Rennergy Systems AG","011-7S414 F","DIN CERTCO"]
["ü Eligible",null,"2011-06-29",null,"Solar Thermal","Evacuated Tube Collector","DIYI-C01 -30, -25, -24, -20, -18, -15, -12, -10","DIYI-C01 -30, -25, -24, -20, -18, -15, -12, -10","Jiaxing Diyi New Energy Co., Ltd","011-7S1635 R","DIN CERTCO"]
["ü Eligible",null,"2013-07-29",null,"Solar Thermal","Evacuated Tube Collector","DLL-C-P01-30, DLL-C-P01-20, DLL-C-P01-15, DLL-C-P01-12","DLL-C-P01-30, DLL-C-P01-20, DLL-C-P01-15, DLL-C-P01-12","Zhejiang Shende New Energy Co., Ldt.","011-7S2199 R","DIN CERTCO"]
["ü Eligible",null,"2009-07-14",null,"Solar Thermal","Evacuated Tube Collector","DMG100-8, DMG100-10, DMG100-12, DMG100-16","DMG100-8, DMG100-10, DMG100-12, DMG100-16","Jiangsu Sunrain solar energy co., ltd","011-7S1221 R","DIN CERTCO"]
["ü Eligible",null,"2013-08-18",null,"Solar Thermal","Evacuated Tube Collector","DMG65-ll/10, DMG65-ll/15, DMG65-ll/20, DMG65-ll/25, DMG65-ll/30","DMG65-ll/10, DMG65-ll/15, DMG65-ll/20, DMG65-ll/25, DMG65-ll/30","Jiangsu Sunrain solar energy co., ltd","SP SC0866-13","SP"]
["ü Eligible",null,"2009-07-14",null,"Solar Thermal","Evacuated Tube Collector","DMG70 10,12,14,15,20","DMG70 10,12,14,15,20","Jiangsu Sunrain solar energy co., ltd","011-7S1486 R","DIN CERTCO"]
["ü Eligible",null,"2009-07-15",null,"Solar Thermal","Evacuated Tube Collector","DRC10","DRC10","AMK Collectra AG","011-7S530 R","DIN CERTCO"]
["ü Eligible",null,"2009-07-15",null,"Solar Thermal","Evacuated Tube Collector","DS-58-1800 Series DS-10/12/14/15/16/18/20/22/24/26/28/30-58-1800","DS-58-1800 Series DS-10/12/14/15/16/18/20/22/24/26/28/30-58-1800","Changzhou Consol Energy Co., Ltd.","011-7S232 R","DIN CERTCO"]
["ü Eligible",null,"2009-07-15",null,"Solar Thermal","Evacuated Tube Collector","DUNPHY DOMOVAC 8, 12, 18, 21","DUNPHY DOMOVAC 8, 12, 18, 21","Dunphy Combustion S.A.","011-7S370 R","DIN CERTCO"]
["ü Eligible",null,"2009-07-14",null,"Solar Thermal","Evacuated Tube Collector","e.l.m. leblanc VK140-1, VK280-1","e.l.m. leblanc VK140-1, VK280-1","e.l.m. leblanc S.A.S.","011-7S1503 R","DIN CERTCO"]
["ü Eligible",null,"2009-07-14",null,"Solar Thermal","Evacuated Tube Collector","ECO10","ECO10","AMK Collectra AG","011-7S1133 R","DIN CERTCO"]
["ü Eligible",null,"2009-07-15",null,"Solar Thermal","Evacuated Tube Collector","Eco-bp10, 15, 20, 30","Eco-bp10, 15, 20, 30","Eco2all B-V.","011-7S922 r","DIN CERTCO"]
["ü Eligible",null,"2009-07-15",null,"Solar Thermal","Evacuated Tube Collector","EDS 58/1800 - 10,12,14,15,16,18,20,22,24,26,28,30","EDS 58/1800 - 10,12,14,15,16,18,20,22,24,26,28,30","EKOS s.r.l.","011-7S529 R","DIN CERTCO"]
["ü Eligible",null,"2009-07-15",null,"Solar Thermal","Evacuated Tube Collector","EEDS-10-58-1800, EEDS-12-58-1800, EEDS-20-58-1800, EEDS-30-58-1800","EEDS-10-58-1800, EEDS-12-58-1800, EEDS-20-58-1800, EEDS-30-58-1800","Easy Energy Ltd","011-7S543 R","DIN CERTCO"]
["ü Eligible",null,"2014-02-20",null,"Solar Thermal","Evacuated Tube Collector","EG Sol-U10, EG Sol-U15","EG Sol-U10, EG Sol-U15","EVO GREEN s.r.l.","011-7S2319 R","Din Certco"]
["ü Eligible",null,"2009-07-15",null,"Solar Thermal","Evacuated Tube Collector","EKS DB 2-16","EKS DB 2-16","Einsiedler Solartechnik","011-7S682 R","DIN CERTCO"]
["ü Eligible",null,"2009-07-15",null,"Solar Thermal","Evacuated Tube Collector","ELITE 12,15,20","ELITE 12,15,20","EUROFRED S.A.","011-7S654 R","DIN CERTCO"]
["ü Eligible",null,"2009-07-15",null,"Solar Thermal","Evacuated Tube Collector","EM-C01","EM-C01","Zhejiang Eammar Solar Energy Co., Ltd","011-7S980 R","DIN CERTCO"]
["ü Eligible",null,"2009-07-15",null,"Solar Thermal","Evacuated Tube Collector","EN 12975 FRV20, FRV25, FRV30","EN 12975 FRV20, FRV25, FRV30","Taizhou Free-energy development Co., Ltd.","011-7S372 R","DIN CERTCO"]
["ü Eligible",null,"2009-07-15",null,"Solar Thermal","Evacuated Tube Collector","ENERGOSOL HP-10R, ENERGOSOL HP-15R, ENERGOSOL HP-20R, ENERGOSOL HP-25R, ENERGOSOL HP-30R","ENERGOSOL HP-10R, ENERGOSOL HP-15R, ENERGOSOL HP-20R, ENERGOSOL HP-25R, ENERGOSOL HP-30R","ENERGO-TERM","011-7S1090 R","DIN CERTCO"]
["ü Eligible",null,"2009-07-14",null,"Solar Thermal","Evacuated Tube Collector","Energy Vario 1000, Energy Vario 2000, Energy Vario 3000","Energy Vario 1000, Energy Vario 2000, Energy Vario 3000","Energy Matlak Janusz Matlak","011-7S1239 R","DIN CERTCO"]
["ü Eligible",null,"2009-07-15",null,"Solar Thermal","Evacuated Tube Collector","energy-com sun 10U, 20U, 30U","energy-com sun 10U, 20U, 30U","energy-com GmbH","011-7S466 R","DIN CERTCO"]
["ü Eligible",null,"2012-09-12",null,"Solar Thermal","Evacuated Tube Collector","Enersol HP 65-20, Enersol HP 65-30","Enersol HP 65-20, Enersol HP 65-30","Enertech GmbH Brenner und Heizsysteme","011-7S2013 R","DIN CERTCO",null,null,null,null,null,null,null,null,null,null,null,null,null,null,null,null,null,null,null,null,null,"Yes",null,null,null,"BBA"]
["ü Eligible",null,"2009-07-15",null,"Solar Thermal","Evacuated Tube Collector","EOS-12-HP, EOS-15-HP, EOS-18-HP","EOS-12-HP, EOS-15-HP, EOS-18-HP","Eco-Schubert Sp. z o.o.","011-7S771 R","DIN CERTCO"]
["ü Eligible",null,"2009-07-15",null,"Solar Thermal","Evacuated Tube Collector","ET 1200 DF","ET 1200 DF","Solarempower Ltd","011-7S942 R","DIN CERTCO"]
["ü Eligible",null,"2011-05-20",null,"Solar Thermal","Evacuated Tube Collector","ETC-30, -22, -20, -18, -10","ETC-30, -22, -20, -18, -10","Apricus Solar Co., ltd","011-7S2323 R","DIN CERTCO"]
["ü Eligible",null,"2012-08-14",null,"Solar Thermal","Evacuated Tube Collector","ETK 12 SOLAR COLLECTOR, ETK 18 SOLAR COLLECTOR","ETK 12 SOLAR COLLECTOR, ETK 18 SOLAR COLLECTOR","Elletrotek srl","011-7S1980 R","DIN CERTCO"]
["ü Eligible",null,"2011-05-19",null,"Solar Thermal","Evacuated Tube Collector","EUROTHERM SOLAR (10, 15, 20, 25, 30) R","EUROTHERM SOLAR (10, 15, 20, 25, 30) R","Solardirekt24, GmbH","011-7S1505 R","DIN CERTCO"]
["ü Eligible",null,"2014-02-11",null,"Solar Thermal","Evacuated Tube Collector","EUROTHERM SOLAR 30R, EUROTHERM SOLAR 20R","EUROTHERM SOLAR 30R, EUROTHERM SOLAR 20R","Solardirekt24, GmbH","011-7S2310 R","Din Certco"]
["ü Eligible",null,"2009-07-14",null,"Solar Thermal","Evacuated Tube Collector","EUROTHERM SOLAR PRO CPC 8R, EUROTHERM SOLAR PRO CPC 12R, EUROTHERM SOLAR PRO CPC 16R, EUROTHERM SOLAR PRO CPC 20R, EUROTHERM SOLAR PRO CPC 24R","EUROTHERM SOLAR PRO CPC 8R, EUROTHERM SOLAR PRO CPC 12R, EUROTHERM SOLAR PRO CPC 16R, EUROTHERM SOLAR PRO CPC 20R, EUROTHERM SOLAR PRO CPC 24R","Solardirekt24, GmbH","SP SC0501-14","SP"]
["ü Eligible",null,"2011-05-20",null,"Solar Thermal","Evacuated Tube Collector","EV 3.0, 3.6, 4.9","EV 3.0, 3.6, 4.9","Immergas S.p.A.","011-7S1555 R","DIN CERTCO"]
["ü Eligible",null,"2009-07-15",null,"Solar Thermal","Evacuated Tube Collector","EVR LUX 3006","EVR LUX 3006","Egger G.m.b.H S.r.l.","011-7S667 R","DIN CERTCO"]
["ü Eligible",null,"2013-10-21",null,"Solar Thermal","Evacuated Tube Collector","FKA VP100 8, 10*, 12*, 16","FKA VP100 8, 10*, 12*, 16","IES-Rudert (Asia) Limited","011-7S1536 R","DIN CERTCO"]
["ü Eligible",null,"2011-05-20",null,"Solar Thermal","Evacuated Tube Collector","FP-58-10, FP-58-12, FP58-16, FP58-18, FP58-20, FP58-22, FP58-24, FP58-30","FP-58-10, FP-58-12, FP58-16, FP58-18, FP58-20, FP58-22, FP58-24, FP58-30","Vi Technology FlexiPower Group Michal Post","011-7S1859 R","DIN CERTCO"]
["ü Eligible",null,"2013-07-12",null,"Solar Thermal","Evacuated Tube Collector","FP58-10, FP58-15, FP58-16, FP58-18, FP58-20, FP58-22, FP58-24, FP58-30","FP58-10, FP58-15, FP58-16, FP58-18, FP58-20, FP58-22, FP58-24, FP58-30","Vi Technology FlexiPower Group Michal Post","011-7S2196 R","DIN CERTCO"]
["ü Eligible",null,"2011-05-20",null,"Solar Thermal","Evacuated Tube Collector","FP-70-10","FP-70-10","Vi Technology FlexiPower Group Michal Post","011-7S1861 R","DIN CERTCO"]
["ü Eligible",null,"2011-05-20",null,"Solar Thermal","Evacuated Tube Collector","FP-70-20","FP-70-20","Vi Technology FlexiPower Group Michal Post","011-7S1860 R","DIN CERTCO"]
["ü Eligible",null,"2013-11-14",null,"Solar Thermal","Evacuated Tube Collector","FPSBR-10, FPSBR-12, FPSBR-15, FPSBR-16, FPSBR-18, FPSBR-20, FPSBR-22","FPSBR-10, FPSBR-12, FPSBR-15, FPSBR-16, FPSBR-18, FPSBR-20, FPSBR-22","Vi Technology FlexiPower Group Michal Post","SP SC1338-13","SP"]
["ü Eligible",null,"2009-07-15",null,"Solar Thermal","Evacuated Tube Collector","Free-J-58/1800-12, 15, 18, 20, 24, 30","Free-J-58/1800-12, 15, 18, 20, 24, 30","Taizhou Free-energy development Co., Ltd.","011-7S557 R","DIN CERTCO"]
["ü Eligible",null,"2012-03-21",null,"Solar Thermal","Evacuated Tube Collector","GDL-SP58-1800-12, GDL-SP58-1800-15, GDL-SP58-1800-18, GDL-SP58-1800-20, GDL-SP58-1800-24, GDL-SP58-1800-30","GDL-SP58-1800-12, GDL-SP58-1800-15, GDL-SP58-1800-18, GDL-SP58-1800-20, GDL-SP58-1800-24, GDL-SP58-1800-30","Zhejiang Gaodele New Energy Co.,Ltd","011-7S1856 R","DIN CERTCO"]
["ü Eligible",null,"2009-07-14",null,"Solar Thermal","Evacuated Tube Collector","Geosolair SOLARHEAT 15/18","Geosolair SOLARHEAT 15/18","Geosolair Limited","011-7S1335","DIN CERTCO"]
["ü Eligible",null,"2013-08-27",null,"Solar Thermal","Evacuated Tube Collector","Germanstar DF 65/10, Germanstar DF 65/20, Germanstar DF 65/30","Germanstar DF 65/10, Germanstar DF 65/20, Germanstar DF 65/30","Eurosun Vacuum-Solar-Systems GmbH","011-7S2224 F","DIN CERTCO"]
["ü Eligible",null,"2013-08-27",null,"Solar Thermal","Evacuated Tube Collector","Germanstar DF 65/10, Germanstar DF 65/20, Germanstar DF 65/30","Germanstar DF 65/10, Germanstar DF 65/20, Germanstar DF 65/30","Eurosun Vacuum-Solar-Systems GmbH","011-7S2224 R","DIN CERTCO"]
["ü Eligible",null,"2013-10-22",null,"Solar Thermal","Evacuated Tube Collector","Germanstar HP 65/20, Germanstar HP 65/30","Germanstar HP 65/20, Germanstar HP 65/30","Eurosun Vacuum-Solar-Systems GmbH","011-7S2263 R","DIN CERTCO"]
["ü Eligible",null,"2009-07-15",null,"Solar Thermal","Evacuated Tube Collector","GL100-16","GL100-16","GREENLAND SYSTEMS","011-7S570 R","DIN CERTCO"]
["ü Eligible",null,"2009-07-15",null,"Solar Thermal","Evacuated Tube Collector","GL100-16-PT","GL100-16-PT","GREENLAND SYSTEMS","011-7S571 R","DIN CERTCO"]
["ü Eligible",null,"2009-07-15",null,"Solar Thermal","Evacuated Tube Collector","GL70-20","GL70-20","GREENLAND SYSTEMS","011-7S572 R","DIN CERTCO"]
["ü Eligible",null,"2012-02-15",null,"Solar Thermal","Evacuated Tube Collector","GM65HP-30, GM65HP-20, GM65HP-15, GM65HP-10","GM65HP-30, GM65HP-20, GM65HP-15, GM65HP-10","Hubei Huayang Solar Group Co.,","011-7S1850 R","DIN CERTCO"]
["ü Eligible",null,"2012-02-10",null,"Solar Thermal","Evacuated Tube Collector","GN12-58/1800, GN13-58/1800, GN14-58/1800, GN15-58/1800, GN16-58/1800 GN16-58/1800","GN12-58/1800, GN13-58/1800, GN14-58/1800, GN15-58/1800, GN16-58/1800 GN16-58/1800","NP Solar Ltd. Beijing","PSK-009/2012","CERTIF"]
["ü Eligible",null,"2009-07-15",null,"Solar Thermal","Evacuated Tube Collector","GS-10, GS-15, GS-20, GS-25, GS-30","GS-10, GS-15, GS-20, GS-25, GS-30","Gürsolar GmbH","011-7S1105 R","DIN CERTCO"]
["ü Eligible",null,"2009-07-14",null,"Solar Thermal","Evacuated Tube Collector","GSC 15,18,20,22,25,30","GSC 15,18,20,22,25,30","Haining Grand Solar Water Heater Co., Ltd.","011-7S1415 R","DIN CERTCO"]
["ü Eligible",null,"2009-07-15",null,"Solar Thermal","Evacuated Tube Collector","GS-CPC-10, GS-CPC-12, GS-CPC-14, GS-CPC-15, GS-CPC-16, GS-CPC-18, GS-CPC-20, GS-CPC-24, GS-CPC-25, G","GS-CPC-10, GS-CPC-12, GS-CPC-14, GS-CPC-15, GS-CPC-16, GS-CPC-18, GS-CPC-20, GS-CPC-24, GS-CPC-25, G","IPC A. GmbH - GÜRSOLAR","011-7S231 R","DIN CERTCO"]
["ü Eligible",null,"2009-07-14",null,"Solar Thermal","Evacuated Tube Collector","GT 5818/10,12,15,18,20,25,30","GT 5818/10,12,15,18,20,25,30","Haining Guangtai Solar Energy Industry Co. Ltd","SP SC0276-11","SP"]
["ü Eligible",null,"2013-03-13",null,"Solar Thermal","Evacuated Tube Collector","H12*","H12*","SUNERG SOLAR s.r.l","011-7S2035 R","DIN CERTCO"]
["ü Eligible",null,"2013-02-21",null,"Solar Thermal","Evacuated Tube Collector","H16","H16","SUNERG SOLAR s.r.l","011-7S2201 R","DIN CERTCO"]
["ü Eligible",null,"2009-07-15",null,"Solar Thermal","Evacuated Tube Collector","H1S*. H1SX*","H1S*. H1SX*","SUNERG SOLAR s.r.l","011-7S299 F","DIN CERTCO"]
["ü Eligible",null,"2009-07-14",null,"Solar Thermal","Evacuated Tube Collector","Hark-VRK-58/1800-12-C,-15-C,-18-C,-20-C,-22-C,-24-C, -30-C","Hark-VRK-58/1800-12-C,-15-C,-18-C,-20-C,-22-C,-24-C, -30-C","Hark GmbH & Co. KG","011-7S1215 R","DIN CERTCO"]
["ü Eligible",null,"2009-07-15",null,"Solar Thermal","Evacuated Tube Collector","HCA 58/20,22,24,26,28,30","HCA 58/20,22,24,26,28,30","Changzhou He Jia Solar Energy Co., Ltd.","011-7S589 R","DIN CERTCO"]
["ü Eligible",null,"2009-07-15",null,"Solar Thermal","Evacuated Tube Collector","HCM15-58/1800","HCM15-58/1800","Zhejiang Hurras Solar Energy Technology Co., Ltd.","011-7S869 R","DIN CERTCO"]
["ü Eligible",null,"2009-07-15",null,"Solar Thermal","Evacuated Tube Collector","Heliosin AKH","Heliosin AKH","MM Solar Sp. z.o.o. (HELIOSIN)","011-7S779 R","DIN CERTCO"]
["ü Eligible",null,"2009-07-15",null,"Solar Thermal","Evacuated Tube Collector","Herkules CPC14, CPC21","Herkules CPC14, CPC21","SolarNovum GmbH","011-7S159 R","DIN CERTCO"]
["ü Eligible",null,"2009-07-14",null,"Solar Thermal","Evacuated Tube Collector","Hevelius SCM12, Hevelius SCM15, Hevelius SCM20","Hevelius SCM12, Hevelius SCM15, Hevelius SCM20","Nibe-Biawar sp.z o.o","011-7S1783 R","DIN CERTCO"]
["ü Eligible",null,"2011-07-08",null,"Solar Thermal","Evacuated Tube Collector","HFC-2","HFC-2","Changzhou He Jia Solar Energy Co., Ltd.","011-7S1613 R","DIN CERTCO",null,null,null,null,null,null,null,null,0,0,0,0,0,0,0,0,0,0,0,0,0,"Yes",null,null,null,"Kiwa","YES"]
["ü Eligible",null,"2013-08-19",null,"Solar Thermal","Evacuated Tube Collector","HFC-2-5","HFC-2-5","Changzhou He Jia Solar Energy Co., Ltd.","SP SC0976-13","SP"]
["ü Eligible",null,"2009-07-15",null,"Solar Thermal","Evacuated Tube Collector","Himin-HUJ 16/2.1, HUJ 12/2.1, HUJ 16/1.8, HUJ 12/1.8, HUJ 16/1.6, HUJ 12/1.6","Himin-HUJ 16/2.1, HUJ 12/2.1, HUJ 16/1.8, HUJ 12/1.8, HUJ 16/1.6, HUJ 12/1.6","HIMIN Solar Energy Group Co. Ltd.","011-7S123 R","DIN CERTCO"]
["ü Eligible",null,"2013-08-28",null,"Solar Thermal","Evacuated Tube Collector","HLK20, HLK30","HLK20, HLK30","TWL-Technologie GmbH","SP SC1016-13","SP"]
["ü Eligible",null,"2009-07-15",null,"Solar Thermal","Evacuated Tube Collector","Hot Power PIT-HSK9, Hot Power PIT-HSK15","Hot Power PIT-HSK9, Hot Power PIT-HSK15","S+K GmbH Haustechnik","011-7S971 R","DIN CERTCO"]
["ü Eligible",null,"2012-02-28",null,"Solar Thermal","Evacuated Tube Collector","Hoven KR12PL, Hoven KR15PL, Hoven KR20PL","Hoven KR12PL, Hoven KR15PL, Hoven KR20PL","Hoven sp. z.o.o.","011-7S1864 R","DIN CERTCO"]
["ü Eligible",null,"2009-07-15",null,"Solar Thermal","Evacuated Tube Collector","HP 16/58 1800","HP 16/58 1800","Langfang CIB Solar Ltd","011-7S574 R","DIN CERTCO"]
["ü Eligible",null,"2009-07-14",null,"Solar Thermal","Evacuated Tube Collector","HP 58/20, HP 58/30","HP 58/20, HP 58/30","Eurosun Vacuum-Solar-Systems GmbH","011-7S1383 R","DIN CERTCO"]
["ü Eligible",null,"2009-07-15",null,"Solar Thermal","Evacuated Tube Collector","HP 65/37 R-20,30","HP 65/37 R-20,30","SG Sieger-Solar KG","011-7S106 R","DIN CERTCO"]
["ü Eligible",null,"2009-07-15",null,"Solar Thermal","Evacuated Tube Collector","HP58/1800-series","HP58/1800-series","Solar2All","011-7S433 R","DIN CERTCO"]
["ü Eligible",null,"2009-07-15",null,"Solar Thermal","Evacuated Tube Collector","HPC10, HPC15","HPC10, HPC15","POWER COMPETENCE GmbH","011-7S346 R","DIN CERTCO"]
["ü Eligible",null,"2009-07-15",null,"Solar Thermal","Evacuated Tube Collector","HPHV 12,30","HPHV 12,30","Orionsolar Energietechnik GmbH","011-7S594 R","DIN CERTCO"]
["ü Eligible",null,"2011-05-20",null,"Solar Thermal","Evacuated Tube Collector","HPK-10","HPK-10","Sevotrans GmbH","011-7S1182 R","DIN CERTCO"]
["ü Eligible",null,"2009-07-15",null,"Solar Thermal","Evacuated Tube Collector","HPSC 58-1800-12, -15, -18","HPSC 58-1800-12, -15, -18","Shandong Tiafe Solar Product Co. Ltd.","011-7S331 R","DIN CERTCO"]
["ü Eligible",null,"2009-07-15",null,"Solar Thermal","Evacuated Tube Collector","HRJ 12/1.8","HRJ 12/1.8","HIMIN Solar Energy Group Co. Ltd.","011-7S122 R","DIN CERTCO"]
["ü Eligible",null,"2009-07-14",null,"Solar Thermal","Evacuated Tube Collector","HRJ4 12/1.8, 36/1.8","HRJ4 12/1.8, 36/1.8","HIMIN Solar Energy Group Co. Ltd.","011-7S1542 R","DIN CERTCO"]
["ü Eligible",null,"2013-11-26",null,"Solar Thermal","Evacuated Tube Collector","HRJ7-10/1.8, HRJ7-15/1.8, HRJ7-20/1.8, HRJ7-25/1.8,  HRJ7-30/1.8","HRJ7-10/1.8, HRJ7-15/1.8, HRJ7-20/1.8, HRJ7-25/1.8,  HRJ7-30/1.8","HIMIN Solar Energy Group Co. Ltd.","011-7S2280 R","DIN CERTCO"]
["ü Eligible",null,"2014-01-27",null,"Solar Thermal","Evacuated Tube Collector","HRZJ-58/1800-10, HRZJ-58/1800-15, HRZJ-58/1800-18, HRZJ-58/1800-20, HRZJ-58/1800-24, HRZJ-58/1800-30","HRZJ-58/1800-10, HRZJ-58/1800-15, HRZJ-58/1800-18, HRZJ-58/1800-20, HRZJ-58/1800-24, HRZJ-58/1800-30","Jiangsu Hete Energy Conservation and Environmental Protection Co., Ltd.","SP SC0076-14","SP"]
["ü Eligible",null,"2009-07-14",null,"Solar Thermal","Evacuated Tube Collector","HSMSC 58/1800-15, HSMSC 58/1800-18, HSMSC 58/1800-20, HSMSC 58/1800-24, HSMSC 58/1800-30","HSMSC 58/1800-15, HSMSC 58/1800-18, HSMSC 58/1800-20, HSMSC 58/1800-24, HSMSC 58/1800-30","Haining Meilu Solar Energy Water Heater Co. Ltd","011-7S1426 R","DIN CERTCO"]
["ü Eligible",null,"2009-07-15",null,"Solar Thermal","Evacuated Tube Collector","hy 58-1800 20, hy 58-1800 30","hy 58-1800 20, hy 58-1800 30","GlobaQ S.r.l.","011-7S835 R","DIN CERTCO"]
["ü Eligible",null,"2009-07-14",null,"Solar Thermal","Evacuated Tube Collector","HY-HP-30, HY-HP-25, HY-HP-20, HY-HP-18, HY-HP-15, HY-HP-12, HY-HP-10","HY-HP-30, HY-HP-25, HY-HP-20, HY-HP-18, HY-HP-15, HY-HP-12, HY-HP-10","Jiangsu Huayang Solar Energy Co., Ltd","011-7S1414 R","DIN CERTCO"]
["û Ineligible",null,"2009-07-15",null,"Solar Thermal","Evacuated Tube Collector","ICARO U-pipe","ICARO U-pipe","La Fabbrica del Sole","011-7S286 R","DIN CERTCO","No evidence this product has been tested to the required EN standard"]
["ü Eligible",null,"2009-07-14",null,"Solar Thermal","Evacuated Tube Collector","IHM-CPC 8, IHM-CPC 12, IHM-CPC 18","IHM-CPC 8, IHM-CPC 12, IHM-CPC 18","IHM Harald Mahlau","011-7S1411 R","DIN CERTCO"]
["ü Eligible",null,"2012-02-03",null,"Solar Thermal","Evacuated Tube Collector","ILHC-5812, ILHC-5815, ILHC-5818, ILHC-5820, ILHC-5824, ILHC-5830","ILHC-5812, ILHC-5815, ILHC-5818, ILHC-5820, ILHC-5824, ILHC-5830","Haining Yinuo Electric Co. Ltd","011-7S1616 R","DIN CERTCO"]
["ü Eligible",null,"2013-06-11",null,"Solar Thermal","Evacuated Tube Collector","ImpEx-Powerkollektor IX-AL-1800/58-30","ImpEx-Powerkollektor IX-AL-1800/58-30","Impex-Handelshaus UG&CO.KG","011-7S1728 R","DIN CERTCO"]
["ü Eligible",null,"2011-05-20",null,"Solar Thermal","Evacuated Tube Collector","INGESOLAR","INGESOLAR","Ingesol Canarias, SLNE","011-7S2098 F","DIN CERTCO"]
["ü Eligible",null,"2009-07-15",null,"Solar Thermal","Evacuated Tube Collector","inoX VHP12/1.8","inoX VHP12/1.8","inoX GmbH + Co. KG","011-7S717 R","DIN CERTCO"]
["ü Eligible",null,"2009-07-15",null,"Solar Thermal","Evacuated Tube Collector","inoX VUP12/1.6, inoX VUP12/1.8, inoX VUP12/2.1, inoX VUP16/1.6, inoX VUP16/1.8, inoX VUP16/2.1","inoX VUP12/1.6, inoX VUP12/1.8, inoX VUP12/2.1, inoX VUP16/1.6, inoX VUP16/1.8, inoX VUP16/2.1","inoX GmbH + Co. KG","011-7S718 R","DIN CERTCO"]
["ü Eligible",null,"2009-07-15",null,"Solar Thermal","Evacuated Tube Collector","Intersol CPC 7, Intersol CPC 14, Intersol CPC 21","Intersol CPC 7, Intersol CPC 14, Intersol CPC 21","Donauer Solartechnik VertriebsGmbH","011-7S1011 R","DIN CERTCO"]
["ü Eligible",null,"2014-07-17",null,"Solar Thermal","Evacuated Tube Collector","IPRB 581810, IPRB 581812, IPRB 581815, IPRB 581818, IPRB 581820, IPRB 581822, IPRB 581824, IPRB 581825, IPRB 581830","IPRB 581810, IPRB 581812, IPRB 581815, IPRB 581818, IPRB 581820, IPRB 581822, IPRB 581824, IPRB 581825, IPRB 581830","Changzhou Imposol New Energy Co., Ltd.","SP SC1413-13","SP"]
["ü Eligible",null,"2009-07-14",null,"Solar Thermal","Evacuated Tube Collector","iQ20HP, iQ30HP","iQ20HP, iQ30HP","iQsolar Switzerland GmbH","011-7S1506 R","DIN CERTCO"]
["? To be determined",null,"2009-07-14",null,"Solar Thermal","Evacuated Tube Collector","IS-TSK","IS-TSK","IMMOSOLAR, Lda","011-7S1462 R","DIN CERTCO"]
["ü Eligible",null,"2009-07-15",null,"Solar Thermal","Evacuated Tube Collector","JAMARA Sunpower 20","JAMARA Sunpower 20","JAMARA-Modelltechnik","011-7S301 R","DIN CERTCO"]
["ü Eligible",null,"2009-07-15",null,"Solar Thermal","Evacuated Tube Collector","JDL-PM10-58/1.8","JDL-PM10-58/1.8","Zhejiang Jiadele Solar Energy Co., Ltd.","011-7S845 R","DIN CERTCO"]
["ü Eligible",null,"2014-11-17",null,"Solar Thermal","Evacuated Tube Collector","JDL-PM10-58/1800, JDL-PM15-58/1800, JDL-PM18-58/1800, JDLPM20-58/1800, JDL-PM24-58/1800, JDL-PM25-58/1800, JDLPM30-58/1800","JDL-PM10-58/1800, JDL-PM15-58/1800, JDL-PM18-58/1800, JDLPM20-58/1800, JDL-PM24-58/1800, JDL-PM25-58/1800, JDLPM30-58/1800","Zhejiang Jiadele Solar Energy Co., Ltd.","SP SC0988-14","SP"]
["ü Eligible",null,"2009-07-15",null,"Solar Thermal","Evacuated Tube Collector","JHC-5818-15, JHC-5818-18, JHC-5818-20, JHC-5818-24","JHC-5818-15, JHC-5818-18, JHC-5818-20, JHC-5818-24","Jiaxing Jinyi Solar Energy Technology Co., Ltd","011-7S976 R","DIN CERTCO"]
["ü Eligible",null,"2014-12-19",null,"Solar Thermal","Evacuated tube collector","JHC-5818-15/JHC-5818-18/JHC-5818-20/JHC-5818-24","JHC-5818-15/JHC-5818-18/JHC-5818-20/JHC-5818-24","Jiaxing Jinyi Solar Energy Technology Co., Ltd","SP SC1036-14","SP"]
["ü Eligible",null,"2009-07-14",null,"Solar Thermal","Evacuated Tube Collector","JHSC5818/10, JHSC5818/12, JHSC5818/15, JHSC5818/18, JHSC5818/20, JHSC5818/24, JHSC5818/25","JHSC5818/10, JHSC5818/12, JHSC5818/15, JHSC5818/18, JHSC5818/20, JHSC5818/24, JHSC5818/25","Zhejiang Jiahui Solar Energy Technology Co. Ltd.","011-7S1399 R","DIN CERTCO",null,null,null,null,null,null,null,null,null,null,null,null,null,null,null,null,null,null,null,null,null,null,null,null,null,"BRE","YES"]
["ü Eligible",null,"2012-05-02",null,"Solar Thermal","Evacuated Tube Collector","Jiangsu Sunrain Solar Energy","TZ58/1800-10R","Jiangsu Sunrain solar energy co., ltd","INT ST20990/2","Intertek"]
["ü Eligible",null,"2012-05-02",null,"Solar Thermal","Evacuated Tube Collector","Jiangsu Sunrain Solar Energy","TZ58/1800-15R","Jiangsu Sunrain solar energy co., ltd","INT ST20990/6","Intertek"]
["ü Eligible",null,"2012-05-02",null,"Solar Thermal","Evacuated Tube Collector","Jiangsu Sunrain Solar Energy","TZ58/1800-20R","Jiangsu Sunrain solar energy co., ltd","INT ST20990/3","Intertek"]
["ü Eligible",null,"2012-05-02",null,"Solar Thermal","Evacuated Tube Collector","Jiangsu Sunrain Solar Energy","TZ58/1800-25R","Jiangsu Sunrain solar energy co., ltd","INT ST20990/4","Intertek"]
["ü Eligible",null,"2012-05-02",null,"Solar Thermal","Evacuated Tube Collector","Jiangsu Sunrain Solar Energy","TZ58/1800-30R","Jiangsu Sunrain solar energy co., ltd","INT ST20990/5","Intertek"]
["ü Eligible",null,"2011-05-31",null,"Solar Thermal","Evacuated Tube Collector","JJR=HSC58 15,18,20,24,30","JJR=HSC58 15,18,20,24,30","Zhejiang Jiajiare Solar Energy Co., Ltd.","SP SC0379-11","SP"]
["ü Eligible",null,"2014-01-13",null,"Solar Thermal","Evacuated Tube Collector","JMC-5818-10, JMC-5818-12, JMC-5818-15, JMC-5818-18, JMC-5818-20, JMC-5818-22, JMC-5818-24, JMC-5818-25, JMC-5818-30","JMC-5818-10, JMC-5818-12, JMC-5818-15, JMC-5818-18, JMC-5818-20, JMC-5818-22, JMC-5818-24, JMC-5818-25, JMC-5818-30","Jiaxing Jinyi Solar Energy Technology Co., Ltd","SP SC0010-14","SP"]
["ü Eligible",null,"2013-01-22",null,"Solar Thermal","Evacuated Tube Collector","JNSC 15-58/1800, JNSC 18-58/1800, JNSC 20-58/1800, JNSC 24-58/1800, JNSC 30-58/1800","JNSC 15-58/1800, JNSC 18-58/1800, JNSC 20-58/1800, JNSC 24-58/1800, JNSC 30-58/1800","Pro Eco Solutions Ltd.","011-7S2066 R","DIN CERTCO"]
["ü Eligible",null,"2009-07-14","2018-01-06","Solar Thermal","Evacuated Tube Collector","JNSC-15, JNSC-18, JNSC-20, JNSC-24","JNSC-15, JNSC-18, JNSC-20, JNSC-24","Haining Jineng Solar Energy Industry Co., Ltd","011-7S1072 R","DIN CERTCO"]
["ü Eligible",null,"2009-07-15",null,"Solar Thermal","Evacuated Tube Collector","JNSC15-58/1800, JNSC18-58/1800, JNSC20-58/1800, JNSC24-58/1800, JNSC30-58/1800","JNSC15-58/1800, JNSC18-58/1800, JNSC20-58/1800, JNSC24-58/1800, JNSC30-58/1800","Haining Jianeng Solar Energy Industry Co., Ltd","011-7S978 R","DIN CERTCO"]
["ü Eligible",null,"2014-12-03",null,"Solar Thermal","Evacuated tube collector","JNSC-M-30/JNSC-M-24/JNSC-M20/JNSC-M18/JNSC-M-15","JNSC-M-30/JNSC-M-24/JNSC-M20/JNSC-M18/JNSC-M-15","Haining Jineng Solar Energy Industry Co., Ltd","011-7S2361 R","DIN CERTCO"]
["ü Eligible",null,"2012-06-08",null,"Solar Thermal","Evacuated Tube Collector","Joule ","Acapella TZ58/1800-10R","Jiangsu Sunrain solar energy co., ltd","INT ST21013/2","Intertek"]
["ü Eligible",null,"2012-06-08",null,"Solar Thermal","Evacuated Tube Collector","Joule ","Acapella TZ58/1800-20R","Jiangsu Sunrain solar energy co., ltd","INT ST21013/3","Intertek"]
["ü Eligible",null,"2012-06-08",null,"Solar Thermal","Evacuated Tube Collector","Joule ","Acapella TZ58/1800-25R","Jiangsu Sunrain solar energy co., ltd","INT ST21013/4","Intertek"]
["ü Eligible",null,"2012-06-08",null,"Solar Thermal","Evacuated Tube Collector","Joule ","Acapella TZ58/1800-30R","Jiangsu Sunrain solar energy co., ltd","INT ST21013/5","Intertek"]
["ü Eligible",null,"2012-06-08",null,"Solar Thermal","Evacuated Tube Collector","Joule Energy Systems UK Ltd","TZ58/1800-15R","Jiangsu Sunrain solar energy co., ltd","INT ST21013/6","Intertek"]
["ü Eligible",null,"2009-07-14",null,"Solar Thermal","Evacuated Tube Collector","JSSP-15, -18, -20, -24","JSSP-15, -18, -20, -24","Haining Jinshuo Solar Energy Industry Co., Ltd","011-7S1450 R","DIN CERTCO"]
["ü Eligible",null,"2013-12-20",null,"Solar Thermal","Evacuated Tube Collector","JUC-5818-8, JUC-5818-10, JUC-5818-12, JUC-5818-15, JUC-5818-18, JUC-5818-20","JUC-5818-8, JUC-5818-10, JUC-5818-12, JUC-5818-15, JUC-5818-18, JUC-5818-20","Jiaxing Jinyi Solar Energy Technology Co., Ltd","SC1485-13","SP"]
["ü Eligible",null,"2009-07-14",null,"Solar Thermal","Evacuated Tube Collector","Junkers VK 180","Junkers VK 180","Bosch Thermotechnik GmbH","011-7S1108 R","DIN CERTCO"]
["ü Eligible",null,"2009-07-14",null,"Solar Thermal","Evacuated Tube Collector","Junkers VK140-1*, Junkers VK280-1*","Junkers VK140-1*, Junkers VK280-1*","Bosch Thermotechnik GmbH","011-7S2223 R","DIN CERTCO"]
["? To be determined",null,"2011-04-04",null,"Solar Thermal","Evacuated Tube Collector","Junkers VK230-1","Junkers VK230-1","Bosch Thermotechnik GmbH","011-7S1501 R","DIN CERTCO"]
["ü Eligible",null,"2009-07-14",null,"Solar Thermal","Evacuated Tube Collector","Junkers VK230-1*","Junkers VK230-1*","Bosch Thermotechnik GmbH","011-7S2221 R","DIN CERTCO"]
["ü Eligible",null,"2012-12-07",null,"Solar Thermal","Evacuated Tube Collector","JXSPC-30, JXSPC-25, JXSPC-20, JXSPC-18, JXSPC-15, JXSPC-12, JXSPC-10","JXSPC-30, JXSPC-25, JXSPC-20, JXSPC-18, JXSPC-15, JXSPC-12, JXSPC-10","Haining Jixiang Solar Energy Co., Ltd.","011-7S1821 R","DIN CERTCO"]
["ü Eligible",null,"2009-07-14",null,"Solar Thermal","Evacuated Tube Collector","JY-30, JY-31, JY-32, JY-33","JY-30, JY-31, JY-32, JY-33","Haining Jiaoyang Solar Energy Water Heater Co. Ltd.","011-7S1400 R","DIN CERTCO"]
["ü Eligible",null,"2012-08-31","2017-09-30","Solar Thermal","Evacuated Tube Collector","Kalinda Solar  Collectors","Kalinda 10","Mint Renewables Ltd","BBA 0133/04","BBA"]
["ü Eligible",null,"2012-08-31","2017-09-30","Solar Thermal","Evacuated Tube Collector","Kalinda Solar  Collectors","Kalinda 14","Mint Renewables Ltd","BBA 0133/05","BBA"]
["ü Eligible",null,"2009-07-14",null,"Solar Thermal","Evacuated Tube Collector","KCC-TZ58/20, KCC-TZ58/30","KCC-TZ58/20, KCC-TZ58/30","Ahlsell AB","011-7S1177 R","DIN CERTCO"]
["ü Eligible",null,"2009-07-14",null,"Solar Thermal","Evacuated Tube Collector","KD-58/30, KD-58/25, KD-58/20, KD-58/15, KD-58/10","KD-58/30, KD-58/25, KD-58/20, KD-58/15, KD-58/10","Haining Kaidun Solar Energy Industry Co., Ltd.","011-7S1738 R","DIN CERTCO"]
["? To be determined",null,"2009-07-14",null,"Solar Thermal","Evacuated Tube Collector","KFT-HP/UP/ MHP/FP/T/P 12Tubes, KFT-HP/UP/ MHP/FP/T/P 20Tubes, KFT-HP/UP/ MHP/FP/T/P 24Tubes, KFT-HP/UP/ MHP/FP/T/P 30Tubes","KFT-HP/UP/ MHP/FP/T/P 12Tubes, KFT-HP/UP/ MHP/FP/T/P 20Tubes, KFT-HP/UP/ MHP/FP/T/P 24Tubes, KFT-HP/UP/ MHP/FP/T/P 30Tubes","Changzhou Kleber New Energy Technology Co., Ltd.","011-7S1986 R","DIN CERTCO"]
["ü Eligible",null,"2011-05-20",null,"Solar Thermal","Evacuated Tube Collector","KHOS/P6-58/1800-12HP, -15HP, -18HP, -20HP, -22HP, -25HP, -30HP","KHOS/P6-58/1800-12HP, -15HP, -18HP, -20HP, -22HP, -25HP, -30HP","Hangzhou Yaguan New Energy Technology Co., Ltd.","011-7S1774 R","DIN CERTCO"]
["ü Eligible",null,"2012-10-04",null,"Solar Thermal","Evacuated Tube Collector","KR10PLs, KR12PLs, KR15PLs, KR18PLs, KR20PLs, KR25PLs, KR30PLs","KR10PLs, KR12PLs, KR15PLs, KR18PLs, KR20PLs, KR25PLs, KR30PLs","Hoven sp. z.o.o.","011-7S1966 R","DIN CERTCO"]
["ü Eligible",null,"2011-05-20",null,"Solar Thermal","Evacuated Tube Collector","KR10PLw, KR15PLw, KR18PLw, KR20PLw, KR22PLw, KR24PLw, KR30PLw","KR10PLw, KR15PLw, KR18PLw, KR20PLw, KR22PLw, KR24PLw, KR30PLw","Hoven sp. z.o.o.","011-7S2190 R","DIN CERTCO"]
["ü Eligible",null,"2012-09-12",null,"Solar Thermal","Evacuated Tube Collector","KSG PT15, KSG PT20","KSG PT15, KSG PT20","Galmet Sp. z o.o. Sp. K.","011-7S2018 R","DIN CERTCO"]
["ü Eligible",null,"2009-07-15",null,"Solar Thermal","Evacuated Tube Collector","KSR 10","KSR 10","HEWALEX","011-7S1106 F","DIN CERTCO"]
["ü Eligible",null,"2011-05-20",null,"Solar Thermal","Evacuated Tube Collector","KSR10","KSR10","HEWALEX","011-7S1106 R","DIN CERTCO"]
["ü Eligible",null,"2009-07-15",null,"Solar Thermal","Evacuated Tube Collector","LATENTO CPC 12, LATENTO CPC 18","LATENTO CPC 12, LATENTO CPC 18","IVT GmbH & Co. KG","011-7S206 R","DIN CERTCO"]
["ü Eligible",null,"2010-11-12",null,"Solar Thermal","Evacuated Tube Collector","LaZer2 Vacuum Tube Solar Collector","Lazer 2 Vacuum Tube","Solar UK Ltd","BBA 0050/01","BBA"]
["ü Eligible",null,"2010-11-11",null,"Solar Thermal","Evacuated Tube Collector","LaZer2 Vacuum Tube Solar Collector","Lazer 2 Vacuum Tube","Solar UK Ltd","BBA0050","BBA"]
["ü Eligible",null,"2009-07-15",null,"Solar Thermal","Evacuated Tube Collector","LBC 10, LBC 15, LBC 20","LBC 10, LBC 15, LBC 20","AMK Collectra AG","011-7S440 R","DIN CERTCO"]
["ü Eligible",null,"2009-07-15",null,"Solar Thermal","Evacuated Tube Collector","Lenz Alpha LR 6","Lenz Alpha LR 6","Lenz Laborglas GmbH & Co. KG","011-7S614 R","DIN CERTCO"]
["ü Eligible",null,"2009-07-14",null,"Solar Thermal","Evacuated Tube Collector","LG747-10-58-1800,12,14,15,16,18,20,22,24,25,26,28,30","LG747-10-58-1800,12,14,15,16,18,20,22,24,25,26,28,30","Changzhou Longquan  Solar Energy  Manufacturer Factory","011-7S1560 R","DIN CERTCO"]
["ü Eligible",null,"2013-06-26",null,"Solar Thermal","Evacuated Tube Collector","LN58/1800-20, LN58/1800-21, LN58/1800-22, LN58/1800-23, LN58/1800-24, LN58/1800-25, LN58/1800-26, LN58/1800-27, LN58/1800-28, LN58/1800-29, LN58/1800-30","LN58/1800-20, LN58/1800-21, LN58/1800-22, LN58/1800-23, LN58/1800-24, LN58/1800-25, LN58/1800-26, LN58/1800-27, LN58/1800-28, LN58/1800-29, LN58/1800-30","Shandong Linuo New Material / LINUO SOLAR","SP SC0859-13","SP"]
["ü Eligible",null,"2009-07-14",null,"Solar Thermal","Evacuated Tube Collector","Löcknitz, Spree, Elbe","Löcknitz, Spree, Elbe","Olala Naturkombinat KG","011-7S1134 R","DIN CERTCO"]
["ü Eligible",null,"2009-07-14",null,"Solar Thermal","Evacuated Tube Collector","lprb 58-12, lprb 58-18, lprb 58-20, lprb 58-24, lprb 58-30","lprb 58-12, lprb 58-18, lprb 58-20, lprb 58-24, lprb 58-30","Changzhou Imposol New Energy Co., Ltd.","011-7S1460 R","DIN CERTCO"]
["? To be determined",null,"2009-07-15",null,"Solar Thermal","Evacuated Tube Collector","MCN 70-10","MCN 70-10","MCN srl","028BN/0","ICIM"]
["? To be determined",null,"2009-07-15",null,"Solar Thermal","Evacuated Tube Collector","MCN 70-20","MCN 70-20","MCN srl","029BN/0","ICIM"]
["ü Eligible",null,"2014-09-16",null,"Solar Thermal","Evacuated tube collector","Membro BHP-15, Membro BHP-20, Membro BHP-30","Membro BHP-15, Membro BHP-20, Membro BHP-30","Membro Energietechnik GmbH & Co. KG","011-7S2410 R","DIN CERTCO"]
["ü Eligible",null,"2009-07-15",null,"Solar Thermal","Evacuated Tube Collector","Membro MHP12, 15, 20","Membro MHP12, 15, 20","Membro Energietechnik GmbH & Co. KG","011-7S378 R","DIN CERTCO",null,null,null,null,null,null,null,null,2.6689532544650585,2.6550823046622054,0,0,0,0,0,0,0,0,0,0,0,"Yes",null,null,null,"Kiwa"]
["ü Eligible",null,"2009-07-15",null,"Solar Thermal","Evacuated Tube Collector","Membro NSC 12, NsC15, NSC 20, NSC 22, NSC 24, NSC 30","Membro NSC 12, NsC15, NSC 20, NSC 22, NSC 24, NSC 30","Membro Energietechnik GmbH & Co. KG","011-7S787 R","DIN CERTCO"]
["ü Eligible",null,"2009-07-15",null,"Solar Thermal","Evacuated Tube Collector","MiG Memory Collector","MiG Memory Collector","MIG-Solar Solution Ltd.","011-7S441 R","DIN CERTCO"]
["ü Eligible",null,"2009-07-15",null,"Solar Thermal","Evacuated Tube Collector","MPL 20","MPL 20","Müller Plastik GmbH","011-7S788 R","DIN CERTCO"]
["ü Eligible",null,"2009-07-15",null,"Solar Thermal","Evacuated Tube Collector","MT 58/1800-20R, MT 58/1800-30R","MT 58/1800-20R, MT 58/1800-30R","ModulTeq. Ltd & Co. KG","011-7S226 R","DIN CERTCO"]
["ü Eligible",null,"2009-07-14",null,"Solar Thermal","Evacuated Tube Collector","MUNC UTD *10R, 20R, 15R, 20R, 30R Kollektor","MUNC UTD *10R, 20R, 15R, 20R, 30R Kollektor","Muench UTD","011-7S1543 R","DIN CERTCO"]
["ü Eligible",null,"2009-07-14",null,"Solar Thermal","Evacuated Tube Collector","MXR58/1800-12, MXR58/1800-15, MXR58/1800-20, MXR58/1800-24, MXR58/1800-30","MXR58/1800-12, MXR58/1800-15, MXR58/1800-20, MXR58/1800-24, MXR58/1800-30","Zhejiang Micher Solar Industry Co., Ltd Economic Development Zone","011-7S1761 R","DIN CERTCO"]
["? To be determined",null,"2009-07-15",null,"Solar Thermal","Evacuated Tube Collector","N.A.","N.A.","Vacano GmbH, 83236 Übersee","011-7S595 R","DIN CERTCO"]
["ü Eligible",null,"2009-07-15",null,"Solar Thermal","Evacuated Tube Collector","N.A. yet from DIN CERTCO","HAWECO Solar ECO-1500/16","HAWECO CASAS ECONÓMICAS Y ECOLÓGICAS S.L.","011-7S152 F","DIN CERTCO"]
["ü Eligible",null,"2013-05-23",null,"Solar Thermal","Evacuated Tube Collector","NAPCSAPDA-8-CPC, NAPCSAPDA-12-CPC","NAPCSAPDA-8-CPC, NAPCSAPDA-12-CPC","NAPCSAPDA Kft.","011-7S2108 R","DIN CERTCO"]
["ü Eligible",null,"2009-07-15",null,"Solar Thermal","Evacuated Tube Collector","Navitron SFB104715, Navitron SFB154715, Navitron SFB204715, Navitron SFB304715","Navitron SFB104715, Navitron SFB154715, Navitron SFB204715, Navitron SFB304715","Navitron Ltd.","011-7S1334 R","DIN CERTCO"]
["ü Eligible",null,"2009-07-15",null,"Solar Thermal","Evacuated Tube Collector","Navitron SFB104715, Navitron SFB154715, Navitron SFB204715, Navitron SFB304715","Navitron SFB104715, Navitron SFB154715, Navitron SFB204715, Navitron SFB304715","Navitron Ltd.","011-7S1334 R      ","DIN CERTCO"]
["ü Eligible",null,"2009-07-15",null,"Solar Thermal","Evacuated Tube Collector","Navitron SFB104715-AL, Navitron SFB154715-AL, Navitron SFB204715-AL, Navitron SFB304715-AL","Navitron SFB104715-AL, Navitron SFB154715-AL, Navitron SFB204715-AL, Navitron SFB304715-AL","Navitron Ltd.","011-7S1333 R","DIN CERTCO"]
["ü Eligible",null,"2009-07-15",null,"Solar Thermal","Evacuated Tube Collector","Navitron SFB104715-AL, Navitron SFB154715-AL, Navitron SFB204715-AL, Navitron SFB304715-AL","Navitron SFB104715-AL, Navitron SFB154715-AL, Navitron SFB204715-AL, Navitron SFB304715-AL","Navitron Ltd.","011-7S1333 R      ","DIN CERTCO"]
["ü Eligible",null,"2009-07-14",null,"Solar Thermal","Evacuated Tube Collector","Navitron SFB105818, Navitron SFB155818 *, Navitron SFB205818 *, Navitron SFB305818","Navitron SFB105818, Navitron SFB155818 *, Navitron SFB205818 *, Navitron SFB305818","Navitron Ltd.","011-7S1332 R","DIN CERTCO"]
["ü Eligible",null,"2009-07-14",null,"Solar Thermal","Evacuated Tube Collector","Nehs NPC 12, Nehs NPC 18","Nehs NPC 12, Nehs NPC 18","NEHS GmbH","011-7S1385 R","DIN CERTCO"]
["ü Eligible",null,"2011-05-20",null,"Solar Thermal","Evacuated Tube Collector","NOREA 8, NOREA 12","NOREA 8, NOREA 12","Energia Solare srl","011-7S1435 R","DIN CERTCO"]
["ü Eligible",null,"2013-08-05","2018-01-06","Solar Thermal","Evacuated Tube Collector","NSC-100-16, NSC-100-12, NSC-100-8","NSC-100-16, NSC-100-12, NSC-100-8","China Hitek Solar Co., Ltd.","011-7S2145 R","DIN CERTCO"]
["ü Eligible",null,"2009-07-15",null,"Solar Thermal","Evacuated Tube Collector","NSC-30-58-1800","NSC-30-58-1800","BMK Solar Sp. z o.o.","011-7S609 R","DIN CERTCO"]
["ü Eligible",null,"2009-07-15","2018-01-06","Solar Thermal","Evacuated Tube Collector","NSC-58-10, NSC-58-12, NSC-58-16, NSC-58-18, NSC-58-20, NSC-58-22, NSC-58-24, NSC-58-30","NSC-58-10, NSC-58-12, NSC-58-16, NSC-58-18, NSC-58-20, NSC-58-22, NSC-58-24, NSC-58-30","China Hitek Solar Co., Ltd.","011-7S504 R","DIN CERTCO"]
["ü Eligible",null,"2011-05-20",null,"Solar Thermal","Evacuated Tube Collector","NSC-70-10","NSC-70-10","China Hitek Solar Co., Ltd.","011-7S1595 R","DIN CERTCO"]
["ü Eligible",null,"2009-07-15","2018-01-06","Solar Thermal","Evacuated Tube Collector","NSC-70-20","NSC-70-20","China Hitek Solar Co., Ltd.","011-7S938 R","DIN CERTCO"]
["ü Eligible",null,"2009-07-15",null,"Solar Thermal","Evacuated Tube Collector","OEM 21","OEM 21","Ritter Solar GmbH","011-7S114 R","DIN CERTCO"]
["ü Eligible",null,"2009-07-14",null,"Solar Thermal","Evacuated Tube Collector","OEM Vario 1000, 2000, 3000, 800-10, 1600-20, 2400-30","OEM Vario 1000, 2000, 3000, 800-10, 1600-20, 2400-30","AkoTec Produktionsgesellschaft mbH","011-7S471 R","DIN CERTCO"]
["ü Eligible",null,"2009-07-15",null,"Solar Thermal","Evacuated Tube Collector","OEM Vario 1000-10 hp, OEM Vario 2000-20 hp, OEM Vario 3000-30 hp","OEM Vario 1000-10 hp, OEM Vario 2000-20 hp, OEM Vario 3000-30 hp","AkoTec Produktionsgesellschaft mbH","011-7S660 R","DIN CERTCO"]
["ü Eligible",null,"2009-07-15",null,"Solar Thermal","Evacuated Tube Collector","OEM Vario 500, 1000, 2000, 3000","OEM Vario 500, 1000, 2000, 3000","AkoTec Produktionsgesellschaft mbH","011-7S471 F","DIN CERTCO"]
["ü Eligible",null,"2009-07-15",null,"Solar Thermal","Evacuated Tube Collector","OKP-10, OKP-20","OKP-10, OKP-20","F. W. Oventrop GmbH & Co. KG","011-7S524 R","DIN CERTCO"]
["ü Eligible",null,"2011-05-20",null,"Solar Thermal","Evacuated Tube Collector","ONS58-15, ONS58-18, ONS58-20, ONS58-24","ONS58-15, ONS58-18, ONS58-20, ONS58-24","Haining Oupairineng Solar Water Heater Co., Ltd","011-7S1471 R","DIN CERTCO"]
["ü Eligible",null,"2011-05-20",null,"Solar Thermal","Evacuated Tube Collector","ONS58-15,18,20,24","ONS58-15,18,20,24","Haining Oupairineng Solar Water Heater Co., Ltd","011-7S1471 F","DIN CERTCO"]
["ü Eligible",null,"2013-12-18",null,"Solar Thermal","Evacuated Tube Collector","ONS-HPC01/14-10,ONS-HPC01/14-12, ONS-HPC01/14-15,  ONS-HPC01/14-16, ONS-HPC01/14-18, ONS-HPC01/14-20,  ONS-HPC01/14-22, ONS-HPC01/14-24, ONS-HPC01/14-25,  ONS-HPC01/14-30","ONS-HPC01/14-10,ONS-HPC01/14-12, ONS-HPC01/14-15,  ONS-HPC01/14-16, ONS-HPC01/14-18, ONS-HPC01/14-20,  ONS-HPC01/14-22, ONS-HPC01/14-24, ONS-HPC01/14-25,  ONS-HPC01/14-30","Haining Oupairineng Solar Water Heater Co., Ltd","011-7S2283 R","DIN CERTCO"]
["ü Eligible",null,"2011-05-20",null,"Solar Thermal","Evacuated Tube Collector","ONS-HPC01/14R-30, 25, 24, 22, 20, 18, 16, 15, 12, 10","ONS-HPC01/14R-30, 25, 24, 22, 20, 18, 16, 15, 12, 10","Haining Oupairineng Solar Water Heater Co., Ltd","011-7S2331 R","DIN CERTCO"]
["ü Eligible",null,"2013-11-01",null,"Solar Thermal","Evacuated Tube Collector","ONS-HPC-10, ONS-HPC-12, ONS-HPC-15, ONS-HPC-18, ONS-HPC-20, ONS-HPC-22, ONS-HPC-24, ONS-HPC-25, ONS-HPC-30","ONS-HPC-10, ONS-HPC-12, ONS-HPC-15, ONS-HPC-18, ONS-HPC-20, ONS-HPC-22, ONS-HPC-24, ONS-HPC-25, ONS-HPC-30","Haining Oupairineng Solar Water Heater Co., Ltd","011-7S2264 R","DIN CERTCO"]
["ü Eligible",null,"2008-06-09",null,"Solar Thermal","Evacuated Tube Collector","OPC 10, OPC 15","OPC 10, OPC 15","AMK Collectra AG","011-7S411 R","DIN CERTCO"]
["ü Eligible",null,"2009-07-14",null,"Solar Thermal","Evacuated Tube Collector","OptiTUBE 12, OptiTUBE 15, OptiTUBE 18, OptiTUBE 20, OptiTUBE 24, OptiTUBE 30","OptiTUBE 12, OptiTUBE 15, OptiTUBE 18, OptiTUBE 20, OptiTUBE 24, OptiTUBE 30","Varna Sp. z o.o.","011-7S1731 R","DIN CERTCO"]
["ü Eligible",null,"2009-07-15",null,"Solar Thermal","Evacuated Tube Collector","OWR 8, OWR 12, OWR 18, OWR 20","OWR 8, OWR 12, OWR 18, OWR 20","AMK Collectra AG","011-7S353 R","DIN CERTCO"]
["ü Eligible",null,"2012-08-06",null,"Solar Thermal","Evacuated Tube Collector","PANNELLO SKY PRO 8 CPC 58","PANNELLO SKY PRO 8 CPC 58","Kloben Sud","011-7S1985 R","DIN CERTCO"]
["ü Eligible",null,"2009-07-14",null,"Solar Thermal","Evacuated Tube Collector","Pantherma PT-30, PT-24, PT-20, PT-15","Pantherma PT-30, PT-24, PT-20, PT-15","Landmark Europe Co. Ltd.","011-7S1327 F","DIN CERTCO"]
["ü Eligible",null,"2012-03-01",null,"Solar Thermal","Evacuated Tube Collector","PERSEUS CPC 6, PERSEUS CPC 12*, PERSEUS CPC 18","PERSEUS CPC 6, PERSEUS CPC 12*, PERSEUS CPC 18","NELUMBO Energy a.s.","011-7S1767 R","DIN CERTCO"]
["ü Eligible",null,"2009-07-15",null,"Solar Thermal","Evacuated Tube Collector","PKB K8-58, PKB K12-58, PKB K18-58, PKB K21-58","PKB K8-58, PKB K12-58, PKB K18-58, PKB K21-58","PKB GmbH","011-7S920 R","DIN CERTCO"]
["ü Eligible",null,"2012-02-09",null,"Solar Thermal","Evacuated Tube Collector","PKB Power K 8-58   PKB Power K 10-58*   PKB Power K 12-58*   PKB Power K 14-58*   PKB Power K 16-58*   PKB Power K 18-58*   PKB Power K 20-58","PKB Power K 8-58   PKB Power K 10-58*   PKB Power K 12-58*   PKB Power K 14-58*   PKB Power K 16-58*   PKB Power K 18-58*   PKB Power K 20-58","PKB GmbH","011-7S1845 R","DIN CERTCO"]
["ü Eligible",null,"2014-05-29",null,"Solar Thermal","Evacuated Tube Collector","PLATINSTAR CPC 8, PLATINSTAR CPC 9, PLATINSTAR CPC 10, PLATINSTAR CPC 12, PLATINSTAR CPC 14, PLATINS...","PLATINSTAR CPC 8, PLATINSTAR CPC 9, PLATINSTAR CPC 10, PLATINSTAR CPC 12, PLATINSTAR CPC 14, PLATINS...","LÖWE SPITZENTECHNOLOGIE GMBH","SP SC0389-14","SP"]
["ü Eligible",null,"2013-01-30",null,"Solar Thermal","Evacuated Tube Collector","PlusLine Vakuumröhrenkollektor VRK10","PlusLine Vakuumröhrenkollektor VRK10","ODÖRFER Haustechnik GmbH","011-7S2102 R","DIN CERTCO"]
["ü Eligible",null,"2012-05-14",null,"Solar Thermal","Evacuated Tube Collector","PPS/58-1800/22-C, PPS/58-1800/30-C","PPS/58-1800/22-C, PPS/58-1800/30-C","ACV Polska sp. z.","011-7S1111 R","DIN CERTCO"]
["ü Eligible",null,"2009-07-14",null,"Solar Thermal","Evacuated Tube Collector","PR 2.09","PR 2.09","Sunex Sp.","011-7S1301 R","DIN CERTCO"]
["ü Eligible",null,"2009-07-15",null,"Solar Thermal","Evacuated Tube Collector","PS Kr-Vacuum20, 25, 30","PS Kr-Vacuum20, 25, 30","PermaSolar GmbH","011-7S868 r","DIN CERTCO"]
["ü Eligible",null,"2011-05-20",null,"Solar Thermal","Evacuated Tube Collector","PSS/P6-58/1800-12HP, -15HP, -18HP, -20HP, -22HP, -25HP, -30H","PSS/P6-58/1800-12HP, -15HP, -18HP, -20HP, -22HP, -25HP, -30H","PLAYSYSTEM s.r.l.","011-7S1883 R","DIN CERTCO"]
["ü Eligible",null,"2009-07-15",null,"Solar Thermal","Evacuated Tube Collector","Q-B-J-1-54/2.30/0, Q-B-J-1-60/2.60/0, Q-B-J-1-78/3.38/0, Q-B-J-1-90/3.90/0","Q-B-J-1-54/2.30/0, Q-B-J-1-60/2.60/0, Q-B-J-1-78/3.38/0, Q-B-J-1-90/3.90/0","Fujika Co., Ltd","011-7S916 R","DIN CERTCO"]
["ü Eligible",null,"2009-07-14",null,"Solar Thermal","Evacuated Tube Collector","Q-B-J-1-54/2.34/0, Q-B-J-1-60/2.60/0, Q-B-J-1-78/3.38/0, Q-B-J-1-90/3.9/0","Q-B-J-1-54/2.34/0, Q-B-J-1-60/2.60/0, Q-B-J-1-78/3.38/0, Q-B-J-1-90/3.9/0","Jiangsu Sunshore Solar Energy Industry Co. Ltd.","011-7S914 R","DIN CERTCO"]
["ü Eligible",null,"2009-07-15",null,"Solar Thermal","Evacuated Tube Collector","Q-B-J-90/3.9/0","Q-B-J-90/3.9/0","SUNSHORE SOLAR ENERGY CO.,LTD.","011-7S207 R","DIN CERTCO"]
["ü Eligible",null,"2011-07-01","2018-01-06","Solar Thermal","Evacuated Tube Collector","QDKM-15, QDKM-18, QDKM-20, QDKM-24, QDKM-30","QDKM-15, QDKM-18, QDKM-20, QDKM-24, QDKM-30","Haining Sanneng Solar Water Heater Co.","011-7S1640 R","DIN CERTCO"]
["ü Eligible",null,"2011-06-27",null,"Solar Thermal","Evacuated Tube Collector","QR58-15, QR58-18, QR58-20, QR58-24, QR58-30","QR58-15, QR58-18, QR58-20, QR58-24, QR58-30","Haining Qiruite Photoelectric Co., Ltd","011-7S1628 R","DIN CERTCO"]
["ü Eligible",null,"2009-07-15",null,"Solar Thermal","Evacuated Tube Collector","R 1","R 1","Roth Werke GmbH","011-7S138 R","DIN CERTCO"]
["ü Eligible",null,"2009-07-15",null,"Solar Thermal","Evacuated Tube Collector","R5-200","R5-200","PowerSol GmbH","011-7S376 R","DIN CERTCO"]
["ü Eligible",null,"2011-05-20",null,"Solar Thermal","Evacuated Tube Collector","Ravensberger High Energy 1200   Ravensberger High Energy 1500   Ravensberger High Energy 1800   Ravensberger High Energy 2000   Ravensberger High Energy 2400   Ravensberger High Energy 3000","Ravensberger High Energy 1200   Ravensberger High Energy 1500   Ravensberger High Energy 1800   Ravensberger High Energy 2000   Ravensberger High Energy 2400   Ravensberger High Energy 3000","SOLEADO","011-7S2352 R","DIN CERTCO"]
["ü Eligible",null,"2009-07-15",null,"Solar Thermal","Evacuated Tube Collector","RC58/1800/10,12,14,15,16,18,20,24,25,28,30/T","RC58/1800/10,12,14,15,16,18,20,24,25,28,30/T","Rivusol B.V.","011-7S305 R","DIN CERTCO"]
["ü Eligible",null,"2012-06-05",null,"Solar Thermal","Evacuated Tube Collector","REGESS CPC 9+, REGESS CPC 9L+","REGESS CPC 9+, REGESS CPC 9L+","REGESS Sp. Z o.o.","011-7S1898 R","DIN CERTCO"]
["ü Eligible",null,"2013-04-08","2017-08-24","Solar Thermal","Evacuated Tube Collector","RF9514","RF9514","Re-Future Renewables Ltd","BBA 0138/03","BBA"]
["ü Eligible",null,"2009-07-15",null,"Solar Thermal","Evacuated Tube Collector","RK 8K, RK 12K, RK 18K, RK 21K","RK 8K, RK 12K, RK 18K, RK 21K","Rennergy Systems AG","011-7S414 R","DIN CERTCO"]
["ü Eligible",null,"2013-01-10",null,"Solar Thermal","Evacuated Tube Collector","ROCCO-20R, ROCCO-25R, ROCCO-30R","ROCCO-20R, ROCCO-25R, ROCCO-30R","ECOS d.o.o. Vitez","011-7S2107 R","DIN CERTCO"]
["ü Eligible",null,"2009-07-14",null,"Solar Thermal","Evacuated Tube Collector","Rondo 1200","Rondo 1200","WESTFA GmbH","011-7S1044 R","DIN CERTCO"]
["ü Eligible",null,"2009-07-15",null,"Solar Thermal","Evacuated Tube Collector","RS 01-10, 15, 20, 25, 30","RS 01-10, 15, 20, 25, 30","Rangger Solartechnik GmbH","011-7S497 R","DIN CERTCO"]
["ü Eligible",null,"2009-07-15",null,"Solar Thermal","Evacuated Tube Collector","RSD 4","RSD 4","SolarDust GmbH & Co. KG","011-7S949 R","DIN CERTCO"]
["ü Eligible",null,"2009-07-15",null,"Solar Thermal","Evacuated Tube Collector","RTPS 58/1800 10,12,14,15,16,18,20,24,25,28,30","RTPS 58/1800 10,12,14,15,16,18,20,24,25,28,30","Michael Madden International","011-7S521 R","DIN CERTCO"]
["ü Eligible",null,"2009-07-15",null,"Solar Thermal","Evacuated Tube Collector","RVR Solar HP 10,12,14,15,16,18,20,24,25,28,30","RVR Solar HP 10,12,14,15,16,18,20,24,25,28,30","RVR Energy Technology Ltd.","011-7S635 R","DIN CERTCO"]
["ü Eligible",null,"2009-07-15",null,"Solar Thermal","Evacuated Tube Collector","SB-1800/58-12 ST, … , -30 ST","SB-1800/58-12 ST, … , -30 ST","Changzhou Blueclean Solar Energy Co., Ltd.","011-7S558 R","DIN CERTCO"]
["ü Eligible",null,"2009-07-14",null,"Solar Thermal","Evacuated Tube Collector","SC CO1 15, 30","SC CO1 15, 30","AK Holding BV","011-7S1518 R","DIN CERTCO",null,null,null,null,null,null,null,null,null,null,null,null,null,null,null,null,null,null,null,null,null,null,null,null,null,null,null,null,{"$error":"#N/A"},{"$error":"#N/A"}]
["? To be determined",null,"2009-07-15",null,"Solar Thermal","Evacuated Tube Collector","SC58-1.8-10  /  SC58-1.8-30","SC58-1.8-10  /  SC58-1.8-30","Changzhou Erjin Solar","038BN/0","ICIM"]
["ü Eligible",null,"2009-07-14",null,"Solar Thermal","Evacuated Tube Collector","SC-C01-15, SC-C01-18, SC-C01-20, SC-C01-24, SC-C01-25, SC-C01-30","SC-C01-15, SC-C01-18, SC-C01-20, SC-C01-24, SC-C01-25, SC-C01-30","Haining SunSurf New Energy Technology Co., Ltd","011-7S1393 R","DIN CERTCO"]
["ü Eligible",null,"2013-04-15",null,"Solar Thermal","Evacuated Tube Collector","SC-C01-30, SC-C01-25, SC-C01-24, SC-C01-22, SC-C01-20, SC-C01-18, SC-C01-16, SC-C01-15","SC-C01-30, SC-C01-25, SC-C01-24, SC-C01-22, SC-C01-20, SC-C01-18, SC-C01-16, SC-C01-15","Haining SunSurf New Energy Technology Co., Ltd","011-7S2094 R","DIN CERTCO"]
["ü Eligible",null,"2009-07-15",null,"Solar Thermal","Evacuated Tube Collector","SCH-12, SCH-15, SCH-18, SCH-20","SCH-12, SCH-15, SCH-18, SCH-20","Zhejiang Shenhao Light & Solar Energy Technology Co., Ltd.","011-7S988 R","DIN CERTCO"]
["ü Eligible",null,"2014-11-20",null,"Solar Thermal","Evacuated Tube Collector","SC-H-15, SC-H-18, SC-H18, SC-H-20, SC-H-24","SC-H-15, SC-H-18, SC-H18, SC-H-20, SC-H-24","Zhejian Sidite New Energy Co,. Ltd","SP SC0989-14","SP"]
["ü Eligible",null,"2009-07-15",null,"Solar Thermal","Evacuated Tube Collector","SC-H-15, SC-H-18, SC-H-20, SC-H-24","SC-H-15, SC-H-18, SC-H-20, SC-H-24","Zhejiang Sidite New Energy Co., Ltd","011-7S917 R","DIN CERTCO"]
["ü Eligible",null,"2014-09-03",null,"Solar Thermal","Evacuated Tube Collector","SC-H24-10, SC-H24-15, SC-H24-18, SC-H24-20, SC-H24-24, SC-H24-25, SC-H24-30","SC-H24-10, SC-H24-15, SC-H24-18, SC-H24-20, SC-H24-24, SC-H24-25, SC-H24-30","Zhejiang Sidite New Energy Co., Ltd","SP SC0606-14","SP"]
["ü Eligible",null,"2009-07-15",null,"Solar Thermal","Evacuated Tube Collector","SCHENER RS10","SCHENER RS10","SCHENER s.r.o.","011-7S1077 R","DIN CERTCO"]
["ü Eligible",null,"2011-05-20",null,"Solar Thermal","Evacuated Tube Collector","SCHENER RS10","SCHENER RS10","SCHENER s.r.o.","TSU 003-13","TSU"]
["ü Eligible",null,"2012-03-09",null,"Solar Thermal","Evacuated Tube Collector","Schirra-ST 10, Schirra ST 20, Schirra-ST 22, Schirra-ST 30","Schirra-ST 10, Schirra ST 20, Schirra-ST 22, Schirra-ST 30","Schirra Solar Consulting GmbH","011-7S1882 R","DIN CERTCO"]
["ü Eligible",null,"2012-01-09",null,"Solar Thermal","Evacuated Tube Collector","SCM10-02, SCM12-02, SCM15-02, SCM18-02, SCM20-02, SCM25-02, SCM30-02","SCM10-02, SCM12-02, SCM15-02, SCM18-02, SCM20-02, SCM25-02, SCM30-02","PR China","011-7S1807 R","DIN CERTCO"]
["ü Eligible",null,"2009-07-15",null,"Solar Thermal","Evacuated Tube Collector","SCM10-58/1800, SCM15-58/1800, SCHM18-58/1800, SCM20-58/1800, SCM24-58/1800, SCM30-58/1800","SCM10-58/1800, SCM15-58/1800, SCHM18-58/1800, SCM20-58/1800, SCM24-58/1800, SCM30-58/1800","Aodexia International Corp","011-7S944 R","DIN CERTCO"]
["ü Eligible",null,"2009-07-15",null,"Solar Thermal","Evacuated Tube Collector","SCM10-58/1800, SCM15-58/1800, SCM18-58/1800, SCM20-58/1800, SCM24-58/1800, SCM30-58/1800","SCM10-58/1800, SCM15-58/1800, SCM18-58/1800, SCM20-58/1800, SCM24-58/1800, SCM30-58/1800","Wuxi Sunpeak New Energy Equipment Co., Ltd","011-7S943 R","DIN CERTCO"]
["ü Eligible",null,"2009-07-15",null,"Solar Thermal","Evacuated Tube Collector","SCM-Series SCM 12, SCM 15, SCM 20","SCM-Series SCM 12, SCM 15, SCM 20","Zhejiang Shentai Solar Energy Co., ltd","011-7S297 R","DIN CERTCO"]
["ü Eligible",null,"2009-07-15",null,"Solar Thermal","Evacuated Tube Collector","SD SP-1800/58-12, SD SP-1800/58-18, SD SP-1800/58-20, SD SP-1800/58-24, SD SP-1800/58-30","SD SP-1800/58-12, SD SP-1800/58-18, SD SP-1800/58-20, SD SP-1800/58-24, SD SP-1800/58-30","Jurong Universal Energy Solar Water Heaters Co., Ltd.","011-7S827 R","DIN CERTCO"]
["ü Eligible",null,"2011-06-07",null,"Solar Thermal","Evacuated Tube Collector","SE20, SE30","SE20, SE30","SunGiga New Energy Germany","011-7S1620 R","DIN CERTCO"]
["ü Eligible",null,"2009-07-15",null,"Solar Thermal","Evacuated Tube Collector","Seido 1","Seido 1","Beijing Sunda Solar Energy Technology Co. Ltd.","011-7S127 R","DIN CERTCO"]
["ü Eligible",null,"2009-07-15",null,"Solar Thermal","Evacuated Tube Collector","Seido 10","Seido 10","Beijing Sunda Solar Energy Technology Co. Ltd.","011-7S129 R","DIN CERTCO"]
["ü Eligible",null,"2009-07-15",null,"Solar Thermal","Evacuated Tube Collector","Seido 2","Seido 2","Beijing Sunda Solar Energy Technology Co. Ltd.","011-7S002 R","DIN CERTCO"]
["ü Eligible",null,"2009-07-15",null,"Solar Thermal","Evacuated Tube Collector","Seido 5","Seido 5","Beijing Sunda Solar Energy Technology Co. Ltd.","011-7S128 R","DIN CERTCO"]
["ü Eligible",null,"2012-07-06",null,"Solar Thermal","Evacuated Tube Collector","SF-1800/58-10-ST, SF-1800/58-18-ST, SF-1800/58-20-ST, SF-1800/58-24-ST, SF-1800/58-30-ST","SF-1800/58-10-ST, SF-1800/58-18-ST, SF-1800/58-20-ST, SF-1800/58-24-ST, SF-1800/58-30-ST","CHANGZHOU SUNFIELD SOLAR TECHNOLOGY Co.,LTD","011-7S1963 R","DIN CERTCO"]
["ü Eligible",null,"2014-07-17",null,"Solar Thermal","Evacuated Tube Collector","SF-B155818   SF-B205818   SF-B225818   SF-B245818   SF-B305818","SF-B155818   SF-B205818 *   SF-B225818 *   SF-B245818 *   SF-B305818","1st Sunflower Renewable Energy Co., Ltd","011-7S2378 R","DIN CERTCO"]
["ü Eligible",null,"2009-07-15",null,"Solar Thermal","Evacuated Tube Collector","SF-B155818, SF-B205818, SF-B225818, SF-B245818, SF-B305818","SF-B155818, SF-B205818, SF-B225818, SF-B245818, SF-B305818","1st Sunflower Renewable Energy Co., Ltd","011-7S1283 R","DIN CERTCO"]
["ü Eligible",null,"2012-12-03",null,"Solar Thermal","Evacuated Tube Collector","SG-1800/58-12ST, -/58-13ST, -/58-14ST, -/58-15ST, -/58-16ST, -/58-17ST, -/58-18ST, -/58-19ST, -/58-20ST, -/58-21ST, -/58-22ST, -/58-23ST, -/58-24ST, -/58-25ST, -/58-26ST, -/58-27ST, -/58-28ST, -/58-29ST, -/58-30ST30ST","SG-1800/58-12ST, -/58-13ST, -/58-14ST, -/58-15ST, -/58-16ST, -/58-17ST, -/58-18ST, -/58-19ST, -/58-20ST, -/58-21ST, -/58-22ST, -/58-23ST, -/58-24ST, -/58-25ST, -/58-26ST, -/58-27ST, -/58-28ST, -/58-29ST, -/58-30ST30ST","SunGiga New Energy Germany","011-7S2058 R","DIN CERTCO"]
["ü Eligible",null,"2014-01-24",null,"Solar Thermal","Evacuated Tube Collector","SHC-10, SHC-15, SHC-20, SHC-25, SHC-30","SHC-10, SHC-15, SHC-20, SHC-25, SHC-30","SolarMaster Technology Co., Ltd.","011-7S2302 R","Din Certco"]
["ü Eligible",null,"2014-01-20",null,"Solar Thermal","Evacuated Tube Collector","SHC8, SHC9, SHC10, SHC12, SHC14, SHC15, SHC16, SHC18, SHC20, SHC21, SHC22, SHC24","SHC8, SHC9, SHC10, SHC12, SHC14, SHC15, SHC16, SHC18, SHC20, SHC21, SHC22, SHC24","Zhejiang Shentai Solar Energy Co., ltd","SP SC0055-14","SP"]
["ü Eligible",null,"2009-07-14",null,"Solar Thermal","Evacuated Tube Collector","SHHPC58/10, SHHPC58/16, SHHPC58/18, SHHPC58/20, SHHPC58/24, SHHPC58/30","SHHPC58/10, SHHPC58/16, SHHPC58/18, SHHPC58/20, SHHPC58/24, SHHPC58/30","Jiangsu Sunhome New Energy Co., Ltd.","011-7S1730 R","DIN CERTCO"]
["ü Eligible",null,"2009-07-15",null,"Solar Thermal","Evacuated Tube Collector","SHP58/1800-30R","SHP58/1800-30R","KMHP Konstruktionsbüro e.K.","011-7S565 R","DIN CERTCO"]
["ü Eligible",null,"2009-07-15",null,"Solar Thermal","Evacuated Tube Collector","SI-C/58x1800-10,12,14,15,16,18, 20, 24, 25, 28, 30 R","SI-C/58x1800-10,12,14,15,16,18, 20, 24, 25, 28, 30 R","FILBIA - Import.Export.Lda","011-7S268 R","DIN CERTCO"]
["ü Eligible",null,"2012-07-02",null,"Solar Thermal","Evacuated Tube Collector","Sime SV 20, Sime SV 30","Sime SV 20, Sime SV 30","Fábrica de Radiadores do Alva","011-7S1955 R","DIN CERTCO"]
["ü Eligible",null,"2012-06-20",null,"Solar Thermal","Evacuated Tube Collector","Sime SV HP 20, Sime SV HP 30","Sime SV HP 20, Sime SV HP 30","FONDERIE SIME S.P.A.","011-7S1956 R","DIN CERTCO"]
["ü Eligible",null,"2009-07-15",null,"Solar Thermal","Evacuated Tube Collector","Sime SV18","Sime SV18","FONDERIE SIME S.P.A.","011-7S679 R","DIN CERTCO"]
["ü Eligible",null,"2009-07-15",null,"Solar Thermal","Evacuated Tube Collector","SINOSUNMAX6/58, SINOSUNMAX15/58, SINOSUNMAX20/58, SINOSUNMAX24/58, SINOSUNMAX26/58, SINOSUNMAX30/58","SINOSUNMAX6/58, SINOSUNMAX15/58, SINOSUNMAX20/58, SINOSUNMAX24/58, SINOSUNMAX26/58, SINOSUNMAX30/58","Changzhou Xinwang Green Energy Co., Ltd.","011-7S1100 R","DIN CERTCO"]
["ü Eligible",null,"2009-07-15",null,"Solar Thermal","Evacuated Tube Collector","SJRQ 70-20","SJRQ 70-20","PREMIUM Solar","011-7S104 R","DIN CERTCO"]
["ü Eligible",null,"2009-07-15",null,"Solar Thermal","Evacuated Tube Collector","SJRQ-70-20","SJRQ-70-20","Wuxi High-New Tech. Ind. Dev. Co.","011-7S424 R","DIN CERTCO"]
["ü Eligible",null,"2009-07-15",null,"Solar Thermal","Evacuated Tube Collector","SK 1, 2, 3","SK 1, 2, 3","H+H Energiesysteme GmbH","011-7S668 R","DIN CERTCO"]
["ü Eligible",null,"2009-07-15",null,"Solar Thermal","Evacuated Tube Collector","SK8-CPC, SK12-CPC","SK8-CPC, SK12-CPC","Spring Solar Ltd.","011-7S1243 R","DIN CERTCO"]
["ü Eligible",null,"2009-07-14",null,"Solar Thermal","Evacuated Tube Collector","SKI-CA-58/1800 12, 15,18, 20, 24,30","SKI-CA-58/1800 12, 15,18, 20, 24,30","Changzhou SKI Solar Energy Co., Ltd.","011-7S1419 R","DIN CERTCO"]
["ü Eligible",null,"2009-07-15",null,"Solar Thermal","Evacuated Tube Collector","SL58/1800-15R, SL58/1800-20R, SL58/1800-30R","SL58/1800-15R, SL58/1800-20R, SL58/1800-30R","SOLEADER SARL","011-7S349 R","DIN CERTCO"]
["ü Eligible",null,"2009-07-14",null,"Solar Thermal","Evacuated Tube Collector","SLB155818, SLB185818, SLB205818, SLB245818, SLB305818","SLB155818, SLB185818, SLB205818, SLB245818, SLB305818","Changzhou Sunlight Solar Energy Co. Ltd","011-7S1457 R","DIN CERTCO"]
["ü Eligible",null,"2009-07-14",null,"Solar Thermal","Evacuated Tube Collector","SLD-15-58, SLD-16-58-, SLD-18-58, SLD-20-58, SLD-22-58, SLD-24-58, SLD-26-58, SLD-30-58 -- 1800","SLD-15-58, SLD-16-58-, SLD-18-58, SLD-20-58, SLD-22-58, SLD-24-58, SLD-26-58, SLD-30-58 -- 1800","Yangzhou Sunleada Co., Ltd","011-7S1469 R","DIN CERTCO"]
["ü Eligible",null,"2009-07-14",null,"Solar Thermal","Evacuated Tube Collector","SLHPC58/10, SLHPC58/12, SLHPC58/14, SLHPC58/16, SLHPC58/18, SLHPC58/20, SLHPC58/22, SLHPC58/24, SLHPC58/26, SLHPC58/28, SLHPC58/30","SLHPC58/10, SLHPC58/12, SLHPC58/14, SLHPC58/16, SLHPC58/18, SLHPC58/20, SLHPC58/22, SLHPC58/24, SLHPC58/26, SLHPC58/28, SLHPC58/30","Changzhou Skylight New Energy Co., Ltd.","011-7S1732 R","DIN CERTCO"]
["ü Eligible",null,"2009-07-15",null,"Solar Thermal","Evacuated Tube Collector","SLU-1500/16","SLU-1500/16","Tsinghua Solar Systems Ltd.","011-7S032 R","DIN CERTCO"]
["ü Eligible",null,"2009-07-15",null,"Solar Thermal","Evacuated Tube Collector","SM-30","SM-30","Solmann s.c.","011-7S1051 R","DIN CERTCO"]
["ü Eligible",null,"2009-07-14",null,"Solar Thermal","Evacuated Tube Collector","SMG100-8, SMG100-10, SMG100-12, SMG100-16","SMG100-8, SMG100-10, SMG100-12, SMG100-16","Jiangsu Micoe Solar Energy Co., Ltd.","011-7S1178 R","DIN CERTCO"]
["ü Eligible",null,"2013-08-18",null,"Solar Thermal","Evacuated Tube Collector","SMG65-10, SMG65-15, SMG65-20, SMG65-25, SMG65-30","SMG65-10, SMG65-15, SMG65-20, SMG65-25, SMG65-30","Jiangsu Micoe Solar Energy Co., Ltd.","SP SC0867-13","SP"]
["ü Eligible",null,"2009-07-14",null,"Solar Thermal","Evacuated Tube Collector","SMG70-10, SMG70-12, SMG70-14, SMG70-15, SMG70-20","SMG70-10, SMG70-12, SMG70-14, SMG70-15, SMG70-20","Jiangsu Micoe Solar Energy Co., Ltd.","011-7S1427 R","DIN CERTCO"]
["ü Eligible",null,"2011-06-24",null,"Solar Thermal","Evacuated Tube Collector","SN58-12, SN58-18, SN58-20, SN58-24, SN58-30","SN58-12, SN58-18, SN58-20, SN58-24, SN58-30","Changzhou Sunnergy Energy Technology Co., Ltd.","011-7S1633 R","DIN CERTCO"]
["ü Eligible",null,"2009-07-14",null,"Solar Thermal","Evacuated Tube Collector","SOL RK1-10, SOL RK1-12, SOL RK1-15, SOL RK1-18, SOL RK1-20, SOL RK1-22, SOL RK1-24, SOL RK1-25, SOL RK1-30","SOL RK1-10, SOL RK1-12, SOL RK1-15, SOL RK1-18, SOL RK1-20, SOL RK1-22, SOL RK1-24, SOL RK1-25, SOL RK1-30","STSOL Speichertechnik & Solar","011-7S1805 R","DIN CERTCO"]
["ü Eligible",null,"2009-07-14",null,"Solar Thermal","Evacuated Tube Collector","Solar collector 58/18/15","Solar collector 58/18/15","Haining Jixiang Solar Energy Co., Ltd.","011-7S1222 R","DIN CERTCO",null,null,null,null,null,null,null,null,null,null,null,null,null,null,null,null,null,null,null,null,null,"Yes",null,null,null,"BBA"]
["ü Eligible",null,"2009-07-15",null,"Solar Thermal","Evacuated Tube Collector","Solar Easy SPC 8, Solar Easy SPC 12, Solar Easy SPC 18, Solar Easy SPC 21","Solar Easy SPC 8, Solar Easy SPC 12, Solar Easy SPC 18, Solar Easy SPC 21","Peter Solar- und Wärmetechnik GmbH","011-7S790 R","DIN CERTCO"]
["ü Eligible",null,"2009-07-15",null,"Solar Thermal","Evacuated Tube Collector","Solar Essence CPC 6/12/18 INOX","Solar Essence CPC 6/12/18 INOX","Solar Essence Ltd.","011-7S849 R","DIN CERTCO"]
["ü Eligible",null,"2009-07-14",null,"Solar Thermal","Evacuated Tube Collector","SOLAR ESSENCE OEM FLARE (10, 15, 20, 30)","SOLAR ESSENCE OEM FLARE (10, 15, 20, 30)","Solar Essence Ltd.","011-7S1473 R","DIN CERTCO"]
["ü Eligible",null,"2009-07-15",null,"Solar Thermal","Evacuated Tube Collector","Solar Plus DF 20 / Solar Plus DF 30","Solar Plus DF 20 / Solar Plus DF 30","AUGUST BRÖTJE GmbH","011-7S062 R","DIN CERTCO"]
["ü Eligible",null,"2009-07-15",null,"Solar Thermal","Evacuated Tube Collector","Solar SHP20, Solar SHP30","Solar SHP20, Solar SHP30","Warmflow Engineering Co Ltd","011-7S1050 R","DIN CERTCO"]
["ü Eligible",null,"2009-07-15",null,"Solar Thermal","Evacuated Tube Collector","Solar Plus HP 30","Solar Plus HP 30","AUGUST BRÖTJE GmbH","011-7S061 R","DIN CERTCO"]
["ü Eligible",null,"2009-07-15",null,"Solar Thermal","Evacuated Tube Collector","Solarbayer CPC 8, 12, 18, 21","Solarbayer CPC 8, 12, 18, 21","Solarbayer GmbH","011-7S212 R","DIN CERTCO"]
["ü Eligible",null,"2009-07-14",null,"Solar Thermal","Evacuated Tube Collector","SOLARMAT CPC 7, SOLARMAT CPC 14, SOLARMAT CPC 21","SOLARMAT CPC 7, SOLARMAT CPC 14, SOLARMAT CPC 21","MHG Heiztechnik GmbH","011-7S1173 R","DIN CERTCO"]
["ü Eligible",null,"2014-07-11",null,"Solar Thermal","Evacuated Tube Collector","solarnorm VC10, solarnorm VC12, solarnorm VC15, solarnorm VC18, solarnorm VC20, solarnorm VC22, solarnorm VC24, solarnorm VC25, solarnorm VC30","solarnorm VC10, solarnorm VC12, solarnorm VC15, solarnorm VC18, solarnorm VC20, solarnorm VC22, solarnorm VC24, solarnorm VC25, solarnorm VC30","SunMotion GmbH","SP SC0673-14","SP"]
["ü Eligible",null,"2009-07-15",null,"Solar Thermal","Evacuated Tube Collector","SolarSmart collector Portrait, SolarSmart collector Landscape","SolarSmart collector Portrait, SolarSmart collector Landscape","Alpha Heating Innovation","011-7S836 F","DIN CERTCO"]
["ü Eligible",null,"2009-07-15",null,"Solar Thermal","Evacuated Tube Collector","Solartrap 10, Solartrap 20","Solartrap 10, Solartrap 20","Solarpower GmbH","011-7S284 R","DIN CERTCO",null,null,null,null,null,null,null,null,null,null,null,null,null,null,null,null,null,null,null,null,null,null,null,null,null,null,null,null,{"$error":"#N/A"},{"$error":"#N/A"}]
["ü Eligible",null,"2009-07-15",null,"Solar Thermal","Evacuated Tube Collector","Solfex TZ58/1800-15, Solfex TZ58/1800-20, SolfexTZ58/1800-30","Solfex TZ58/1800-15, Solfex TZ58/1800-20, SolfexTZ58/1800-30","Solfex Limited","011-7S281 R","DIN CERTCO"]
["ü Eligible",null,"2009-07-15",null,"Solar Thermal","Evacuated Tube Collector","Solinas 3","Solinas 3","FK Solartechnik GmbH","011-7S264 R","DIN CERTCO"]
["ü Eligible",null,"2009-07-15",null,"Solar Thermal","Evacuated Tube Collector","Solius TuboSol CPC 08, Solius TuboSol CPC 12*, Solius TuboSol CPC 18*, Solius TuboSol CPC 21*","Solius TuboSol CPC 08, Solius TuboSol CPC 12*, Solius TuboSol CPC 18*, Solius TuboSol CPC 21*","CIRELIUS LDA","011-7S1110 R","DIN CERTCO"]
["ü Eligible",null,"2012-08-15",null,"Solar Thermal","Evacuated Tube Collector","Solius TuboSol HP 20 tubes, Solius TuboSol HP 30 tubes","Solius TuboSol HP 20 tubes, Solius TuboSol HP 30 tubes","CIRELIUS LDA","011-7S1992 R","DIN CERTCO"]
["ü Eligible",null,"2012-09-25",null,"Solar Thermal","Evacuated Tube Collector","solpaTube DF","solpaTube DF","Solarpartner GmbH","011-7S2025 R","DIN CERTCO"]
["ü Eligible",null,"2012-12-12",null,"Solar Thermal","Evacuated Tube Collector","solpaTube HP2, solpaTube HP3","solpaTube HP2, solpaTube HP3","Solarpartner GmbH","011-7S2067 R","DIN CERTCO"]
["ü Eligible",null,"2009-07-14",null,"Solar Thermal","Evacuated Tube Collector","SOLTOP T6-DF","SOLTOP T6-DF","SOLTOP Schuppisser AG","011-7S1453 R","DIN CERTCO"]
["ü Eligible",null,"2009-07-15",null,"Solar Thermal","Evacuated Tube Collector","Soltube 12, Soltube 16, Soltube 20","Soltube 12, Soltube 16, Soltube 20","3solut GmbH & Co.KG","011-7S997 F","DIN CERTCO"]
["ü Eligible",null,"2009-07-15",null,"Solar Thermal","Evacuated Tube Collector","SolvisLuna LU-232","SolvisLuna LU-232","SOLVIS GmbH & Co. KG","011-7S678 F","DIN CERTCO"]
["ü Eligible",null,"2011-05-20",null,"Solar Thermal","Evacuated Tube Collector","SolvisLuna LU-232","SolvisLuna LU-232","SOLVIS GmbH & Co. KG","011-7S678 R","DIN CERTCO"]
["ü Eligible",null,"2014-07-17",null,"Solar Thermal","Evacuated Tube Collector","Solway® VRK20,  Solway® VRK30","Solway® VRK20,  Solway® VRK30","SolarProfi oHG","SP SC0607-14","SP"]
["ü Eligible",null,"2009-07-15",null,"Solar Thermal","Evacuated Tube Collector","Sonnenpower 18 / 22 / 30","Sonnenpower 18 / 22 / 30","DALLINGER GmbH","011-7S1131 R","DIN CERTCO"]
["ü Eligible",null,"2009-07-15",null,"Solar Thermal","Evacuated Tube Collector","SONNENPOWER 18, 22, 30","SONNENPOWER 18, 22, 30","DALLINGER GmbH","011-7S514 R","DIN CERTCO"]
["ü Eligible",null,"2014-09-16",null,"Solar Thermal","Evacuated tube collector","SOTEC POWER 10","SOTEC POWER 10","SOTEC-SOLAR","011-7S2420 R","DIN CERTCO"]
["ü Eligible",null,"2009-07-15",null,"Solar Thermal","Evacuated Tube Collector","SP 10, 15, 20, 25, 30","SP 10, 15, 20, 25, 30","SUNNPRO","011-7S443 R","DIN CERTCO"]
["ü Eligible",null,"2012-08-07",null,"Solar Thermal","Evacuated Tube Collector","SP 58/1800-30","SP 58/1800-30","CENTROPOL Sp. J.","011-7S1994 R","DIN CERTCO"]
["ü Eligible",null,"2009-07-14",null,"Solar Thermal","Evacuated Tube Collector","Sp10-Plus, Sp-15-Plus, Sp20-Plus, Sp-30-Plus","Sp10-Plus, Sp-15-Plus, Sp20-Plus, Sp-30-Plus","SUNNPRO","011-7S1779 R","DIN CERTCO"]
["ü Eligible",null,"2009-07-14",null,"Solar Thermal","Evacuated Tube Collector","SP125-1.8/58-10, -1.8/58-12, -1.8/58-15, -1.8/58-18,-1.8/58-20, -1.8/58-24, -1.8/58-30","SP125-1.8/58-10, -1.8/58-12, -1.8/58-15, -1.8/58-18,-1.8/58-20, -1.8/58-24, -1.8/58-30","Changzhou Natural Energy Equipment Co., Ltd.","011-7S1374 R","DIN CERTCO"]
["ü Eligible",null,"2009-07-15",null,"Solar Thermal","Evacuated Tube Collector","SP-58/1800 ST :-12,-13,-14,-15,-16,-17,-18,-19,-20, -21,-22,-23,-24,-25,-26,-27,-28,-29,-30","SP-58/1800 ST :-12,-13,-14,-15,-16,-17,-18,-19,-20, -21,-22,-23,-24,-25,-26,-27,-28,-29,-30","PRAMEN GmbH","011-7S1258 R","DIN CERTCO"]
["ü Eligible",null,"2009-07-15",null,"Solar Thermal","Evacuated Tube Collector","SP-58/1800-12-S,18-S, 20-S, 24-S, 30-S","SP-58/1800-12-S,18-S, 20-S, 24-S, 30-S","CENTROPOL Sp. J.","011-7S534 R","DIN CERTCO"]
["ü Eligible",null,"2009-07-15",null,"Solar Thermal","Evacuated Tube Collector","SPA-47/1500-20-C, 24-C, 30-C","SPA-47/1500-20-C, 24-C, 30-C","Changzhou Sunpower Solar Wate Heater Co., ltd","011-7S460 R","DIN CERTCO"]
["ü Eligible",null,"2009-07-15",null,"Solar Thermal","Evacuated Tube Collector","SPA-58/1800- 12-C, 15-C, 18-C, 20-C, 22-C, 24-C, 30-C","SPA-58/1800- 12-C, 15-C, 18-C, 20-C, 22-C, 24-C, 30-C","Changzhou Sunpower Solar Wate Heater Co., ltd","011-7S421 R","DIN CERTCO"]
["ü Eligible",null,"2012-05-11",null,"Solar Thermal","Evacuated Tube Collector","SPA-58/1800-12, SPA-58/1800-15, SPA-58/1800-18, SPA-58/1800-20, SPA-58/1800-22, SPA-58/1800-24, SPA-58/1800-30","SPA-58/1800-12, SPA-58/1800-15, SPA-58/1800-18, SPA-58/1800-20, SPA-58/1800-22, SPA-58/1800-24, SPA-58/1800-30","Jiangsu Sunpower Solar Technology Co., Ltd","SP SC1075-12","SP"]
["ü Eligible",null,"2009-07-15",null,"Solar Thermal","Evacuated Tube Collector","SPA-58/1800-12C, 18C, 20C, 24C, 30C","SPA-58/1800-12C, 18C, 20C, 24C, 30C","Barilla Limited","011-7S665 R","DIN CERTCO"]
["ü Eligible",null,"2009-07-15",null,"Solar Thermal","Evacuated Tube Collector","Space Energy V","Space Energy V","VIADRUS a.s.","011-7S1033 F","DIN CERTCO"]
["ü Eligible",null,"2013-08-02",null,"Solar Thermal","Evacuated Tube Collector","Space Energy V","Space Energy V","VIADRUS a.s.","011-7S1033 R","DIN CERTCO"]
["ü Eligible",null,"2011-09-14",null,"Solar Thermal","Evacuated Tube Collector","s-power DF10-1000 TPS inside Power/PowerPlus, /DF20-2000/, /DF30-3000/","s-power DF10-1000 TPS inside Power/PowerPlus, /DF20-2000/, /DF30-3000/","s-power Entwicklungs- und Vertriebs GmbH","011-7S700 R","DIN CERTCO"]
["ü Eligible",null,"2009-07-15",null,"Solar Thermal","Evacuated Tube Collector","s-power DF10-1000 TPS inside PowerPlus, /DF20-2000/, /DF30-3000/","s-power DF10-1000 TPS inside PowerPlus, /DF20-2000/, /DF30-3000/","s-power Entwicklungs- und Vertriebs GmbH","011-7S472 R","DIN CERTCO"]
["ü Eligible",null,"2011-09-14",null,"Solar Thermal","Evacuated Tube Collector","s-power HP10-1000 TPS inside Power/PowerPlus, /HP20-2000/, /HP30-3000/","s-power HP10-1000 TPS inside Power/PowerPlus, /HP20-2000/, /HP30-3000/","s-power Entwicklungs- und Vertriebs GmbH","011-7S1646 R","DIN CERTCO"]
["ü Eligible",null,"2011-09-14",null,"Solar Thermal","Evacuated Tube Collector","s-power HP10-1000 TPS inside PowerPlus, /HP20-2000/, /HP30-3000/","s-power HP10-1000 TPS inside PowerPlus, /HP20-2000/, /HP30-3000/","s-power Entwicklungs- und Vertriebs GmbH","011-7S1645 R","DIN CERTCO"]
["ü Eligible",null,"2009-07-15",null,"Solar Thermal","Evacuated Tube Collector","SP-S58/1800A-10, -15, -18, -20, -22, -24, -30","SP-S58/1800A-10, -15, -18, -20, -22, -24, -30","WesTech Solar Technology Wuxi Co., Ltd.","011-7S695 R","DIN CERTCO"]
["ü Eligible",null,"2009-07-15",null,"Solar Thermal","Evacuated Tube Collector","SP-S58/1800A-22","SP-S58/1800A-22","Westech Components Wuxi Co., Ltd","011-7S235 R","DIN CERTCO"]
["ü Eligible",null,"2009-07-15",null,"Solar Thermal","Evacuated Tube Collector","SP-S70/1700A-10, -20","SP-S70/1700A-10, -20","WesTech Solar Technology Wuxi Co., Ltd.","011-7S680 R","DIN CERTCO"]
["ü Eligible",null,"2009-07-15",null,"Solar Thermal","Evacuated Tube Collector","SSP VRK15","SSP VRK15","Santer Solarprofi GesmbH","011-7S797 R","DIN CERTCO"]
["ü Eligible",null,"2009-07-14",null,"Solar Thermal","Evacuated Tube Collector","SSP VRK30S","SSP VRK30S","Santer Solarprofi GesmbH","011-7S1441 R","DIN CERTCO"]
["ü Eligible",null,"2009-07-15",null,"Solar Thermal","Evacuated Tube Collector","ST10, ST20, ST22, ST30","ST10, ST20, ST22, ST30","Soltark UG","011-7S880 F","DIN CERTCO"]
["ü Eligible",null,"2011-05-20",null,"Solar Thermal","Evacuated Tube Collector","ST10, ST20, ST22, ST30","ST10, ST20, ST22, ST30","Soltark UG","011-7S880 R","DIN CERTCO"]
["ü Eligible",null,"2009-07-14",null,"Solar Thermal","Evacuated Tube Collector","ST20-HP, ST25-HP, ST30-HP","ST20-HP, ST25-HP, ST30-HP","Redtel, S.A.","011-7S1477 R","DIN CERTCO"]
["ü Eligible",null,"2012-11-26",null,"Solar Thermal","Evacuated Tube Collector","S-Therm ","S-Therm 12 ","Global Heat Source Ltd","BSI KM 583160/1","BSI"]
["ü Eligible",null,"2012-11-26",null,"Solar Thermal","Evacuated Tube Collector","S-Therm ","S-Therm 15 ","Global Heat Source Ltd","BSI KM 583160/2","BSI"]
["ü Eligible",null,"2012-11-26",null,"Solar Thermal","Evacuated Tube Collector","S-Therm ","S-Therm 18 ","Global Heat Source Ltd","BSI KM 583160/3","BSI"]
["ü Eligible",null,"2012-11-26",null,"Solar Thermal","Evacuated Tube Collector","S-Therm ","S-Therm 20 ","Global Heat Source Ltd","BSI KM 583160/4","BSI"]
["ü Eligible",null,"2012-11-26",null,"Solar Thermal","Evacuated Tube Collector","S-Therm ","S-Therm 24 ","Global Heat Source Ltd","BSI KM 583160/5","BSI"]
["ü Eligible",null,"2012-11-26",null,"Solar Thermal","Evacuated Tube Collector","S-Therm ","S-Therm 30 ","Global Heat Source Ltd","BSI KM 583160/6","BSI"]
["ü Eligible",null,"2009-07-15",null,"Solar Thermal","Evacuated Tube Collector","STK 12/1.6, STK 16/1.6, STK 12/1.8, STK 16/1.8, STK 12/2.1, STK 16/2.1","STK 12/1.6, STK 16/1.6, STK 12/1.8, STK 16/1.8, STK 12/2.1, STK 16/2.1","Würz Energy GmbH","011-7S569 R","DIN CERTCO"]
["ü Eligible",null,"2009-07-15",null,"Solar Thermal","Evacuated Tube Collector","STREBEL AS 100 DF6","STREBEL AS 100 DF6","Thermostrom Energietechnik GmbH","011-7S858 R","DIN CERTCO"]
["ü Eligible",null,"2009-07-15",null,"Solar Thermal","Evacuated Tube Collector","STREBEL AS 100 HP16","STREBEL AS 100 HP16","Thermostrom Energietechnik GmbH","011-7S859 R","DIN CERTCO"]
["ü Eligible",null,"2011-09-02",null,"Solar Thermal","Evacuated Tube Collector","STS TZ 58/1800-10R, STS TZ 58/1800-15R, STS TZ 58/1800-20R, STS TZ 58/1800-25R, STS TZ 58/1800-30R","STS TZ 58/1800-10R, STS TZ 58/1800-15R, STS TZ 58/1800-20R, STS TZ 58/1800-25R, STS TZ 58/1800-30R","Stiebel Eltron UK Limited","011-7S1740 R","DIN CERTCO"]
["ü Eligible",null,"2009-07-15",null,"Solar Thermal","Evacuated Tube Collector","SUN5HP","SUN5HP","Orange Energy GmbH & Co.KG","011-7S999 R","DIN CERTCO"]
["ü Eligible",null,"2009-07-14",null,"Solar Thermal","Evacuated Tube Collector","SUNIMAX 10R, 15R,20R,25R,30R","SUNIMAX 10R, 15R,20R,25R,30R","TOTGAS SA","011-7S1535 R","DIN CERTCO"]
["ü Eligible",null,"2009-07-15",null,"Solar Thermal","Evacuated Tube Collector","SUNMAXX 15, 20, 25","SUNMAXX 15, 20, 25","SILICON SOLAR INC.","011-7S397 R","DIN CERTCO"]
["ü Eligible",null,"2011-05-20",null,"Solar Thermal","Evacuated Tube Collector","Sunport HX 58-10, HX 58-15, HX 58-20, HX 58-25, HX 58-30","Sunport HX 58-10, HX 58-15, HX 58-20, HX 58-25, HX 58-30","Sunport GmbH","011-7S854 F","DIN CERTCO"]
["? To be determined",null,"2009-07-15",null,"Solar Thermal","Evacuated Tube Collector","SUNPUR 10/2000","SUNPUR 10/2000","PHILIPPINE GmbH","011-7S393 R","DIN CERTCO"]
["ü Eligible",null,"2009-07-15",null,"Solar Thermal","Evacuated Tube Collector","SUNPUR OEM 10/2 HP","SUNPUR OEM 10/2 HP","PHILIPPINE GmbH","011-7S733 R","DIN CERTCO"]
["ü Eligible",null,"2009-07-15",null,"Solar Thermal","Evacuated Tube Collector","SUNPUR OEM 20/2 DF I","SUNPUR OEM 20/2 DF I","PHILIPPINE GmbH","011-7S732 R","DIN CERTCO"]
["ü Eligible",null,"2009-07-15",null,"Solar Thermal","Evacuated Tube Collector","Sunrain 10, 12, 14, 15, 16, 18, 20, 24, 25, 28, 30","Sunrain 10, 12, 14, 15, 16, 18, 20, 24, 25, 28, 30","A abus GmbH","011-7S633 R","DIN CERTCO"]
["ü Eligible",null,"2011-05-20",null,"Solar Thermal","Evacuated Tube Collector","SUNRISE Röhrenkollektor VR20, VR30","SUNRISE Röhrenkollektor VR20, VR30","Degen GmbH & Co","011-7S1179 R","DIN CERTCO"]
["ü Eligible",null,"2014-09-16",null,"Solar Thermal","Evacuated tube collector","Sunstar 300, Sunstar 500","Sunstar 300, Sunstar 500","Olymp Werk GmbH","011-7S2411 R","DIN CERTCO"]
["ü Eligible",null,"2009-07-14",null,"Solar Thermal","Evacuated Tube Collector","Sunstar DF 100/6","Sunstar DF 100/6","Eurosun Vacuum-Solar-Systems GmbH","011-7S1803 R","DIN CERTCO"]
["ü Eligible",null,"2009-07-14",null,"Solar Thermal","Evacuated Tube Collector","Sunstar DF 120/6","Sunstar DF 120/6","Eurosun Vacuum-Solar-Systems GmbH","011-7S1804 R","DIN CERTCO"]
["ü Eligible",null,"2011-09-20",null,"Solar Thermal","Evacuated Tube Collector","Sunstar HP 65/20, Sunstar HP 65/30","Sunstar HP 65/20, Sunstar HP 65/30","Eurosun Vacuum-Solar-Systems GmbH","011-7S1715 R","DIN CERTCO"]
["ü Eligible",null,"2011-05-20",null,"Solar Thermal","Evacuated Tube Collector","Sunstar HP 65/20, Sunstar HP 65/30","Sunstar HP 65/20, Sunstar HP 65/30","Olymp Werk GmbH","011-7S1752 R","DIN CERTCO"]
["ü Eligible",null,"2009-07-15",null,"Solar Thermal","Evacuated Tube Collector","Sunstar HP65-20 Sunstar HP65-30","Sunstar HP65-20 Sunstar HP65-30","SG Sieger-Solar KG","011-7S197 R","DIN CERTCO"]
["ü Eligible",null,"2013-09-12",null,"Solar Thermal","Evacuated Tube Collector","SUNSYSTEM VTC 15, SUNSYSTEM VTC 20, SUNSYSTEM VTC 30","SUNSYSTEM VTC 15, SUNSYSTEM VTC 20, SUNSYSTEM VTC 30","NES Ltd","011-7S2236 R","DIN CERTCO"]
["ü Eligible",null,"2009-07-14",null,"Solar Thermal","Evacuated Tube Collector","Suntask SR10-58/1800,  SR15-58/1800, SR20-58/1800,  SR30-58/1800","Suntask SR10-58/1800,  SR15-58/1800, SR20-58/1800,  SR30-58/1800","Zhejiang Shentai Solar Energy Co., ltd","011-7S1381 R","DIN CERTCO"]
["ü Eligible",null,"2009-07-15",null,"Solar Thermal","Evacuated Tube Collector","Sunvaco HP 15, Sunvaco HP 20","Sunvaco HP 15, Sunvaco HP 20","Havranek Energie GmbH & Co.KG (SONNETT)","011-7S463 R","DIN CERTCO"]
["ü Eligible",null,"2009-07-14",null,"Solar Thermal","Evacuated Tube Collector","Sunvaco HP SR (10, 15, 20, 30)","Sunvaco HP SR (10, 15, 20, 30)","Sonnett GmbH & Co KG","011-7S1515 R","DIN CERTCO"]
["ü Eligible",null,"2013-03-04",null,"Solar Thermal","Evacuated Tube Collector","SWD HP-12, SWD HP-15, SWD HP-18, SWD HP-20, SWD HP-22, SWD HP-24, SWD HP-30","SWD HP-12, SWD HP-15, SWD HP-18, SWD HP-20, SWD HP-22, SWD HP-24, SWD HP-30","Sonnenkraft - Solar Systems GmbH","SP SC0251-13","SP"]
["ü Eligible",null,"2009-07-14",null,"Solar Thermal","Evacuated Tube Collector","SWH-1800/16","SWH-1800/16","Saewoon Jeonjea Sys-Tech Co., Ltd.","011-7S1306 R","DIN CERTCO"]
["ü Eligible",null,"2009-07-14",null,"Solar Thermal","Evacuated Tube Collector","SWU-1800/16","SWU-1800/16","Saewoon Jeonjea Sys-Tech Co., Ltd.","011-7S1307 R","DIN CERTCO",null,null,null,null,null,null,null,null,null,null,null,null,null,null,null,null,null,null,null,null,null,null,null,null,null,"BRE","YES"]
["ü Eligible",null,"2009-07-15",null,"Solar Thermal","Evacuated Tube Collector","SZ47/1500-10U,12U,15U,16U,18U,20U,25U,30U","SZ47/1500-10U,12U,15U,16U,18U,20U,25U,30U","Jiangsu Sijimicoe Solar Energy Co., Ltd.","011-7S224 R","DIN CERTCO"]
["ü Eligible",null,"2009-07-15",null,"Solar Thermal","Evacuated Tube Collector","SZ58/1800-10,12,14,15,16,18,20,24,25,28,30-H","SZ58/1800-10,12,14,15,16,18,20,24,25,28,30-H","Beijing Siji Micoe Solar Energy Technology Co. Ltd.","011-7S726 R","DIN CERTCO"]
["ü Eligible",null,"2013-12-09",null,"Solar Thermal","Evacuated Tube Collector","SZ58/1800-10HA,SZ58/1800-15HA,SZ58/1800-20 HA,  SZ58/1800-25HA,SZ58/1800-30HA","SZ58/1800-10HA,SZ58/1800-15HA,SZ58/1800-20 HA,  SZ58/1800-25HA,SZ58/1800-30HA","Jiangsu Micoe Solar Energy Co., Ltd.","011-7S2265 R","DIN CERTCO"]
["ü Eligible",null,"2013-10-09",null,"Solar Thermal","Evacuated Tube Collector","SZ58/1800-12G, SZ58/1800-14G, SZ58/1800-16G,  SZ58/1800-18G, SZ58/1800-20G, SZ58/1800-24G,  SZ58/1800-30G","SZ58/1800-12G, SZ58/1800-14G, SZ58/1800-16G,  SZ58/1800-18G, SZ58/1800-20G, SZ58/1800-24G,  SZ58/1800-30G","Jiangsu Micoe Solar Energy Co., Ltd.","011-7S2250 R","DIN CERTCO"]
["ü Eligible",null,"2012-02-28",null,"Solar Thermal","Evacuated Tube Collector","SZIMSOLAR I","SZIMSOLAR I","Szimfék Zrt Metal,Break and Grinding mach. factory in Székesfehérvár","011-7S1818 F","DIN CERTCO"]
["ü Eligible",null,"2014-12-11",null,"Solar Thermal","Evacuated tube collector","T-CPC 1514/T-CPC 1914","T-CPC 1514/T-CPC 1914","Terada Iron Works Co., Ltd","011-7S2452 R","DIN CERTCO"]
["ü Eligible",null,"2009-07-14",null,"Solar Thermal","Evacuated Tube Collector","TEHACO VC14, TEHACO VC20, TEHACO VC24, TEHACO VC30","TEHACO VC14, TEHACO VC20, TEHACO VC24, TEHACO VC30","TEHACO Sp. z o.o.","011-7S1384 R","DIN CERTCO"]
["ü Eligible",null,"2014-02-21",null,"Solar Thermal","Evacuated Tube Collector","Thermomax DF","DF400-20","Kingspan Environmental Ltd.","BSI KM 559829/15","BSI"]
["ü Eligible",null,"2014-02-21",null,"Solar Thermal","Evacuated Tube Collector","Thermomax DF","DF400-30","Kingspan Environmental Ltd.","BSI KM 559829/16","BSI"]
["ü Eligible",null,"2013-08-07",null,"Solar Thermal","Evacuated Tube Collector","Thermomax DF","Thermomax DF100-20 to DF100-30","Kingspan Environmental Ltd.","BSI KM 559829/01","BSI"]
["ü Eligible",null,"2006-12-14",null,"Solar Thermal","Evacuated Tube Collector","THERMOMAX DF 100 10, THERMOMAX DF 100 20,  THERMOMAX DF 100 30","THERMOMAX DF 100 10, THERMOMAX DF 100 20,  THERMOMAX DF 100 30","Kingspan Renewables Ltd.","011-7S060 R","DIN CERTCO"]
["ü Eligible",null,"2013-11-07",null,"Solar Thermal","Evacuated Tube Collector","Thermomax DF 400 20, Thermomax DF 400 30","Thermomax DF 400 20, Thermomax DF 400 30","Kingspan Renewables Ltd.","011-7S1946 R","DIN CERTCO"]
["ü Eligible",null,"2013-08-07",null,"Solar Thermal","Evacuated Tube Collector","Thermomax HP","Thermomax HP200-20 to HP200-30","Kingspan Environmental Ltd.","BSI KM 559829/04","BSI"]
["ü Eligible",null,"2013-08-07",null,"Solar Thermal","Evacuated Tube Collector","Thermomax HP","Thermomax HP250-20 to HP250-30","Kingspan Environmental Ltd.","BSI KM 559829/05","BSI"]
["ü Eligible",null,"2013-08-07",null,"Solar Thermal","Evacuated Tube Collector","Thermomax HP","Thermomax HP400-20","Kingspan Environmental Ltd.","BSI KM 559829/08","BSI"]
["ü Eligible",null,"2014-02-21",null,"Solar Thermal","Evacuated Tube Collector","Thermomax HP","Thermomax HP400-30","Kingspan Environmental Ltd.","BSI KM 559829/09","BSI"]
["ü Eligible",null,"2014-02-21",null,"Solar Thermal","Evacuated Tube Collector","Thermomax HP","Thermomax HP450-20","Kingspan Environmental Ltd.","BSI KM 559829/10","BSI"]
["ü Eligible",null,"2014-02-21",null,"Solar Thermal","Evacuated Tube Collector","Thermomax HP","Thermomax HP450-30","Kingspan Environmental Ltd.","BSI KM 559829/11","BSI"]
["ü Eligible",null,"2009-07-15",null,"Solar Thermal","Evacuated Tube Collector","THERMOMAX HP 100 20, THERMOMAX HP 100 30,  THERMOMAX 150 20, THERMOMAX 150 30","THERMOMAX HP 100 20, THERMOMAX HP 100 30,  THERMOMAX 150 20, THERMOMAX 150 30","Kingspan Renewables Ltd.","011-7S314 R","DIN CERTCO"]
["ü Eligible",null,"2009-07-15",null,"Solar Thermal","Evacuated Tube Collector","THERMOMAX HP 250 10, THERMOMAX HP 250 20,  THERMOMAX HP 250 30","THERMOMAX HP 250 10, THERMOMAX HP 250 20,  THERMOMAX HP 250 30","Kingspan Renewables Ltd.","011-7S904 R","DIN CERTCO"]
["ü Eligible",null,"2009-04-24",null,"Solar Thermal","Evacuated Tube Collector","THERMOMAX HP200 10, THERMOMAX HP200 20, THERMOMAX HP200 30","THERMOMAX HP200 10, THERMOMAX HP200 20, THERMOMAX HP200 30","Kingspan Renewables Ltd.","011-7S125 R","DIN CERTCO"]
["ü Eligible",null,"2011-07-21",null,"Solar Thermal","Evacuated Tube Collector","Thermomax HP300 20, Thermomax HP300 30","Thermomax HP300 20, Thermomax HP300 30","Kingspan Renewables Ltd.","011-7S1659 R","DIN CERTCO"]
["ü Eligible",null,"2009-07-14",null,"Solar Thermal","Evacuated Tube Collector","Thermomax HP400 20, Thermomax HP400 30, Thermomax HP450 20, Thermomax HP450 30","Thermomax HP400 20, Thermomax HP400 30, Thermomax HP450 20, Thermomax HP450 30","Kingspan Renewables Ltd.","011-7S1793 R","DIN CERTCO"]
["ü Eligible",null,"2009-07-14",null,"Solar Thermal","Evacuated Tube Collector","Thermo-V; HP3L58-18-A, HP3L58-20-A, HP3L58-24-A, HP3L58-30-A","Thermo-V; HP3L58-18-A, HP3L58-20-A, HP3L58-24-A, HP3L58-30-A","24 Sun - Solar Systems, Ltd.","011-7S828 R","DIN CERTCO"]
["ü Eligible",null,"2009-07-14",null,"Solar Thermal","Evacuated Tube Collector","TJ-ZRG58/18A-30, TJ-ZRG58/18A-24, TJ-ZRG58/18A-20, TJ-ZRG58/18A-18, TJ-ZRG58/18A-15, TJ-ZRG58/18A-12","TJ-ZRG58/18A-30, TJ-ZRG58/18A-24, TJ-ZRG58/18A-20, TJ-ZRG58/18A-18, TJ-ZRG58/18A-15, TJ-ZRG58/18A-12","Jiaxing Tjsun New Energy Co.,Ltd","011-7S1769 R","DIN CERTCO"]
["ü Eligible",null,"2013-11-11",null,"Solar Thermal","Evacuated Tube Collector","TKH sol","TKH sol","ABO Engineering OHG","011-7S2279 R","DIN CERTCO"]
["ü Eligible",null,"2009-07-14",null,"Solar Thermal","Evacuated Tube Collector","TKH SOL 15","TKH SOL 15","ABO Engineering OHG","011-7S1514 R","DIN CERTCO"]
["ü Eligible",null,"2011-05-20",null,"Solar Thermal","Evacuated Tube Collector","TPH-36/18, TPH-30/18, TPH-28/18, TPH-25/18, TPH-24/18, TPH-20/18, TPH-18/18, TPH-16/18, TPH-15/18, TPH-14/18, TPH-12/18, TPH-10/18","TPH-36/18, TPH-30/18, TPH-28/18, TPH-25/18, TPH-24/18, TPH-20/18, TPH-18/18, TPH-16/18, TPH-15/18, TPH-14/18, TPH-12/18, TPH-10/18","Beijing Tianpu Solar Energy Industri Co,. Ltd","SP SC1338-12","SP"]
["ü Eligible",null,"2012-08-09",null,"Solar Thermal","Evacuated Tube Collector","TPU-10/18, TPU-12/18, TPU-14/18, TPU-15/18, TPU-16/18, TPU-18/18, TPU-20/18, TPU-24/18, TPU-25/18, TPU-28/18, TPU-30/18,","TPU-10/18, TPU-12/18, TPU-14/18, TPU-15/18, TPU-16/18, TPU-18/18, TPU-20/18, TPU-24/18, TPU-25/18, TPU-28/18, TPU-30/18,","Beijing Tianpu Solar Energy Industri Co,. Ltd","SP SC0639-12","SP"]
["ü Eligible",null,"2013-03-28",null,"Solar Thermal","Evacuated Tube Collector","TS10","TS10","THERMO/SOLAR Ziar s.r.o.","TSU 005-13/D","TSU"]
["ü Eligible",null,"2011-05-20",null,"Solar Thermal","Evacuated Tube Collector","TS-10-58 PA, TS-18-58 PA, TS-20-58 PA, TS-22-58 PA, \nTS-24-58 PA, TS-30-58 PA","TS-10-58 PA, TS-18-58 PA, TS-20-58 PA, TS-22-58 PA, \nTS-24-58 PA, TS-30-58 PA","TEC-SOLAR ENERGY INDUSTRY CO., LTD","011-7S261 R","DIN CERTCO"]
["ü Eligible",null,"2009-07-15",null,"Solar Thermal","Evacuated Tube Collector","TS-10-70-1700-PA","TS-10-70-1700-PA","TEC-SOLAR ENERGY INDUSTRY CO., LTD","011-7S262 R","DIN CERTCO"]
["ü Eligible",null,"2009-07-15",null,"Solar Thermal","Evacuated Tube Collector","TS-18-58P, TS-20-58P, TS-24-58P, TS-30-58P","TS-18-58P, TS-20-58P, TS-24-58P, TS-30-58P","TEC-SOLAR ENERGY INDUSTRY CO., LTD","011-7S763 R","DIN CERTCO"]
["ü Eligible",null,"2009-07-14",null,"Solar Thermal","Evacuated Tube Collector","TS-SWH-10, TS-SWH-15, TS-SWH-20, TS-SWH-25, TS-SWH-30","TS-SWH-10, TS-SWH-15, TS-SWH-20, TS-SWH-25, TS-SWH-30","GfG Gesellschaft für Gebäudetechnik mbH","011-7S1468 R","DIN CERTCO"]
["ü Eligible",null,"2009-07-15",null,"Solar Thermal","Evacuated Tube Collector","TSV2 10, TSV2 20, TSV2 30","TSV2 10, TSV2 20, TSV2 30","Frisquet France SA","011-7S410 R","DIN CERTCO"]
["ü Eligible",null,"2009-07-15",null,"Solar Thermal","Evacuated Tube Collector","TU-12/1.8, TU-15/1.8, TU-20/1.8, TU-30/1.8","TU-12/1.8, TU-15/1.8, TU-20/1.8, TU-30/1.8","Foshan Shunde Aulun Electric Co., Ltd","011-7S1048 F","DIN CERTCO"]
["ü Eligible",null,"2011-05-20",null,"Solar Thermal","Evacuated Tube Collector","TU-12/1.8, TU-15/1.8, TU-20/1.8, TU-30/1.8","TU-12/1.8, TU-15/1.8, TU-20/1.8, TU-30/1.8","Foshan Shunde Aulun Electric Co., Ltd","011-7S1048 R","DIN CERTCO"]
["ü Eligible",null,"2011-07-28",null,"Solar Thermal","Evacuated Tube Collector","Tubepower 10, 15, 20","Tubepower 10, 15, 20","Westech-Solar Energy GmbH","011-7S1682 R","DIN CERTCO"]
["ü Eligible",null,"2009-07-15",null,"Solar Thermal","Evacuated Tube Collector","TUBO 12 CL, T12","TUBO 12 CL, T12","Consolar GmbH Solare Heizungssysteme","011-7S074 R","DIN CERTCO"]
["ü Eligible",null,"2009-07-15",null,"Solar Thermal","Evacuated Tube Collector","TUBO 12 CL, T12","TUBO 12 CL, T12","Philip Wagner GmbH","011-7S1074 F","DIN CERTCO"]
["ü Eligible",null,"2009-07-15",null,"Solar Thermal","Evacuated Tube Collector","Turbosolar TS-16","Turbosolar TS-16","MAKROTERM","011-7S848 R","DIN CERTCO"]
["ü Eligible",null,"2007-03-28",null,"Solar Thermal","Evacuated Tube Collector","TZ 58/1800-10/12/14/15/16/18/20/24/25/28/30R TZ 58/1800/10R2/12R2/14R2 ETC.","TZ 58/1800-10/12/14/15/16/18/20/24/25/28/30R TZ 58/1800/10R2/12R2/14R2 ETC.","Jiangsu Sunrain solar energy co., ltd","011-7S164 R","DIN CERTCO"]
["ü Eligible",null,"2009-07-15",null,"Solar Thermal","Evacuated Tube Collector","TZ47/1500-10U,12U,15U,16U,18U,20U,25U,30U","TZ47/1500-10U,12U,15U,16U,18U,20U,25U,30U","Jiangsu Sunrain solar energy co., ltd","011-7S162 R","DIN CERTCO"]
["ü Eligible",null,"2009-07-15",null,"Solar Thermal","Evacuated Tube Collector","TZ47/1500-15U, -20U, -25U, -30U","TZ47/1500-15U, -20U, -25U, -30U","Sun Radiant s.r.l","011-7S243 R","DIN CERTCO"]
["ü Eligible",null,"2009-07-15",null,"Solar Thermal","Evacuated Tube Collector","TZ58/1800-10R, -12R, -15R, -16R, -20R, -25R, -30R","TZ58/1800-10R, -12R, -15R, -16R, -20R, -25R, -30R","Barilla Limited","011-7S722 R","DIN CERTCO"]
["ü Eligible",null,"2009-07-14",null,"Solar Thermal","Evacuated Tube Collector","TZ58/1800-10R5, -12R5, -15R5, -18R5, -20R5, -25R5, -30R5","TZ58/1800-10R5, -12R5, -15R5, -18R5, -20R5, -25R5, -30R5","Jiangsu Sunrain solar energy co., ltd","SP SC1054-11","SP"]
["ü Eligible",null,"2013-12-09",null,"Solar Thermal","Evacuated Tube Collector","TZ58/1800-10RA,TZ58/1800-15RA, TZ58/1800-20RA,  TZ58/1800-25RA, TZ58/1800-30RA","TZ58/1800-10RA,TZ58/1800-15RA, TZ58/1800-20RA,  TZ58/1800-25RA, TZ58/1800-30RA","Jiangsu Sunrain solar energy co., ltd","011-7S2278 R","DIN CERTCO"]
["ü Eligible",null,"2012-06-11",null,"Solar Thermal","Evacuated Tube Collector","TZ58/1800-12, GTZ58/1800-14G*, TZ58/1800-15G*,  TZ58/1800-16G*, TZ58/1800-18G*. TZ58/1800-20G. TZ58/1800-24G*. TZ58/1800-30G*","TZ58/1800-12, GTZ58/1800-14G*, TZ58/1800-15G*,  TZ58/1800-16G*, TZ58/1800-18G*. TZ58/1800-20G. TZ58/1800-24G*. TZ58/1800-30G*","Jiangsu Sunrain solar energy co., ltd","011-7S1942 R","DIN CERTCO"]
["ü Eligible",null,"2009-07-15",null,"Solar Thermal","Evacuated Tube Collector","TZ58/1800-30R","TZ58/1800-30R","Global Point Energy Inc. (i-Gen energy)","011-7S371 R","DIN CERTCO"]
["ü Eligible",null,"2011-07-22",null,"Solar Thermal","Evacuated Tube Collector","TZ-6CPC, TZ-8CPC, TZ-10CPC, TZ-12CPC, TZ-14CPC, TZ-16CPC, TZ-18CPC","TZ-6CPC, TZ-8CPC, TZ-10CPC, TZ-12CPC, TZ-14CPC, TZ-16CPC, TZ-18CPC","Jiangsu Sunrain solar energy co., ltd","011-7S1666 R","DIN CERTCO"]
["ü Eligible",null,"2009-07-15",null,"Solar Thermal","Evacuated Tube Collector","U 1521","U 1521","Shandong Linuo Paradigma Co. Ltd.","011-7S195 R","DIN CERTCO"]
["ü Eligible",null,"2012-08-28",null,"Solar Thermal","Evacuated Tube Collector","U 1521*","U 1521*","Linuo Ritter International, Ltd.","011-7S1990 R","DIN CERTCO"]
["ü Eligible",null,"2009-07-15",null,"Solar Thermal","Evacuated Tube Collector","U 6,8,10,12,14,16/58 1800","U 6,8,10,12,14,16/58 1800","Langfang CIB Solar Ltd","011-7S575 R","DIN CERTCO"]
["ü Eligible",null,"2009-07-15",null,"Solar Thermal","Evacuated Tube Collector","U TUBE TYPE SOLAR ENERGY COLLECTOR: Ø58x1800x12; ø58x1800x15; ø58x1800x18; ø58x1800x20; ø58x1800x24","U TUBE TYPE SOLAR ENERGY COLLECTOR: Ø58x1800x12; ø58x1800x15; ø58x1800x18; ø58x1800x20; ø58x1800x24","Sai Kang Solar Energy","042BN/0","ICIM"]
["ü Eligible",null,"2011-05-20",null,"Solar Thermal","Evacuated Tube Collector","UP 6 CPC, UP 8 CPC, UP 10 CPC, UP 12 CPC,  UP 14 CPC, UP 16 CPC, UP 18 CPC","UP 6 CPC, UP 8 CPC, UP 10 CPC, UP 12 CPC,  UP 14 CPC, UP 16 CPC, UP 18 CPC","CMG Solari di Giannelli Mario","011-7S2320 R","DIN CERTCO"]
["ü Eligible",null,"2009-07-15",null,"Solar Thermal","Evacuated Tube Collector","UPSC 58-1800-12","UPSC 58-1800-12","Shandong Tiafe Solar Product Co. Ltd.","011-7S332 R","DIN CERTCO"]
["ü Eligible",null,"2009-07-15",null,"Solar Thermal","Evacuated Tube Collector","Vaciosol 21*","Vaciosol 21*","Ritter Solar GmbH","011-7S379 R","DIN CERTCO"]
["ü Eligible",null,"2009-07-15",null,"Solar Thermal","Evacuated Tube Collector","Vaciosol CPC 6 V2*, Vaciosol CPC 12 V2*, Vaciosol CPC 6 XL INOX RP*, Vaciosol CPC 12 XL INOX RP*","Vaciosol CPC 6 V2*, Vaciosol CPC 12 V2*, Vaciosol CPC 6 XL INOX RP*, Vaciosol CPC 12 XL INOX RP*","Ritter Solar GmbH","011-7S380 R","DIN CERTCO"]
["ü Eligible",null,"2009-07-15",null,"Solar Thermal","Evacuated Tube Collector","Vacosol 7/14/21","Vacosol 7/14/21","ESE European Solar Engineering SA","011-7S131 R","DIN CERTCO"]
["ü Eligible",null,"2012-04-18",null,"Solar Thermal","Evacuated Tube Collector","vacuTube 65/20, vacuTube 65/30","vacuTube 65/20, vacuTube 65/30","Gasokol GmbH ","011-7S1894 R","DIN CERTCO"]
["ü Eligible",null,"2012-12-01",null,"Solar Thermal","Evacuated Tube Collector","Vacuum CS 15, Vacuum CS 10","Vacuum CS 15, Vacuum CS 10","CAMEL SOLAR LTD","011-7S1819 R","DIN CERTCO"]
["ü Eligible",null,"2012-09-14","2017-10-12","Solar Thermal","Evacuated Tube Collector","Vaillant auroTHERM","Vaillant auroTHERM exclusive VTK 1140/2","Vaillant","BBA 0134/06","BBA"]
["ü Eligible",null,"2012-09-14","2017-10-12","Solar Thermal","Evacuated Tube Collector","Vaillant auroTHERM","Vaillant auroTHERM exclusive VTK 570/2 ","Vaillant","BBA 0134/03","BBA"]
["ü Eligible",null,"2009-07-14",null,"Solar Thermal","Evacuated Tube Collector","VAKUSOL 10","VAKUSOL 10","SOLution Solartechnik GmbH","011-7S1546 R","DIN CERTCO"]
["ü Eligible",null,"2009-07-14",null,"Solar Thermal","Evacuated Tube Collector","Vakusun CPC 6OEM, CPC 6INOX, CPC12OEM, CPC12INOX, CPC18OEM, CPC18INOX, CPC6XLINOX, CPC12XLINOX","Vakusun CPC 6OEM, CPC 6INOX, CPC12OEM, CPC12INOX, CPC18OEM, CPC18INOX, CPC6XLINOX, CPC12XLINOX","Fachgroßhandel für Alternativenergie","011-7S1164 R","DIN CERTCO"]
["ü Eligible",null,"2012-02-08",null,"Solar Thermal","Evacuated Tube Collector","VakuThem 30, VakuThem 22, VakuThem 10-2","VakuThem 30, VakuThem 22, VakuThem 10-2","SunHybrid GmbH","011-7S1852 R","DIN CERTCO"]
["ü Eligible",null,"2009-07-15",null,"Solar Thermal","Evacuated Tube Collector","Vakutherm-10, Vakutherm-20","Vakutherm-10, Vakutherm-20","HEAT Wärmesyteme GmbH","011-7S681 R","DIN CERTCO"]
["ü Eligible",null,"2009-07-15",null,"Solar Thermal","Evacuated Tube Collector","VarioLux VL 1006 INOX / VL 1012 INOX/ VL 1018 INOX","VarioLux VL 1006 INOX / VL 1012 INOX/ VL 1018 INOX","Vario Systemtechnik GmbH","011-7S879 R","DIN CERTCO"]
["ü Eligible",null,"2009-07-15",null,"Solar Thermal","Evacuated Tube Collector","VarioLUX VL 1006, VL 1012,  VL 1018  VarioLUX VL 1006, 1012, 1018 INOX","VarioLUX VL 1006, VL 1012,  VL 1018  VarioLUX VL 1006, 1012, 1018 INOX","Vario Systemtechnik GmbH","011-7S676 F","DIN CERTCO"]
["ü Eligible",null,"2009-07-15",null,"Solar Thermal","Evacuated Tube Collector","Variosol 6/12","Variosol 6/12","Ritter Solar GmbH","011-7S166 R","DIN CERTCO",null,null,null,null,null,null,null,null,null,null,null,null,null,null,null,null,null,null,null,null,null,"Yes",null,null,null,"BRE","YES"]
["ü Eligible",null,"2011-05-20",null,"Solar Thermal","Evacuated Tube Collector","VARISOL DF","VARISOL DF (single tube), VARISOL DF (for 10 tubes)","Kingspan Environmental Ltd.","011-7S1238 R","DIN CERTCO"]
["ü Eligible",null,"2013-08-07",null,"Solar Thermal","Evacuated Tube Collector","Varisol DF","Varisol up to 150 tubes","Kingspan Environmental Ltd.","BSI KM 559829/06","BSI"]
["ü Eligible",null,"2009-07-15","2017-10-05","Solar Thermal","Evacuated Tube Collector","VARISOL DF (single tube), VARISOL DF (for 10 tubes)","VARISOL DF (single tube), VARISOL DF (for 10 tubes)","Kingspan Renewables Ltd.","011-7S1238 F","DIN CERTCO"]
["ü Eligible",null,"2014-02-21",null,"Solar Thermal","Evacuated Tube Collector","Varisol HP","Varisol HP135","Kingspan Environmental Ltd.","BSI KM 559829/18","BSI"]
["ü Eligible",null,"2014-02-21",null,"Solar Thermal","Evacuated Tube Collector","Varisol HP","Varisol HP90","Kingspan Environmental Ltd.","BSI KM 559829/17","BSI"]
["ü Eligible",null,"2012-06-25",null,"Solar Thermal","Evacuated Tube Collector","varisol HP135, varisol HP135 (for 10 tubes), varisol HP135 (for 20 tubes), varisol HP135 (for 30 tubes), varisol HP135 (for 40 tubes), varisol HP135 (for 50 tubes),","varisol HP135, varisol HP135 (for 10 tubes), varisol HP135 (for 20 tubes), varisol HP135 (for 30 tubes), varisol HP135 (for 40 tubes), varisol HP135 (for 50 tubes),","Kingspan Renewables Ltd.","011-7S1935 R","DIN CERTCO"]
["ü Eligible",null,"2012-05-25",null,"Solar Thermal","Evacuated Tube Collector","varisol HP90, varisol HP90 (for 10 tubes), varisol HP90 (for 20 tubes), varisol HP90 (for 30 tubes), varisol HP90 (for 40 tubes), varisol HP90 (for 50 tubes)","varisol HP90, varisol HP90 (for 10 tubes), varisol HP90 (for 20 tubes), varisol HP90 (for 30 tubes), varisol HP90 (for 40 tubes), varisol HP90 (for 50 tubes)","Kingspan Renewables Ltd.","011-7S1936 R","DIN CERTCO"]
["ü Eligible",null,"2013-05-29",null,"Solar Thermal","Evacuated Tube Collector","VC14","VC14","RW solar BV Nederland","011-7S2157 R","DIN CERTCO"]
["ü Eligible",null,"2014-05-29",null,"Solar Thermal","Evacuated Tube Collector","VDF 15, 20","VDF 15, 20","Ariston Thermo SpA","011-7S2356 R","DIN CERTCO"]
["ü Eligible",null,"2009-07-15",null,"Solar Thermal","Evacuated Tube Collector","VIS-SOLIS SCM 12, 15, 20","VIS-SOLIS SCM 12, 15, 20","Ing. Aurelio Borghesi","011-7S355 R","DIN CERTCO"]
["ü Eligible",null,"2012-01-08",null,"Solar Thermal","Evacuated Tube Collector","Vitosol 100-T CD1V-16, Vitosol 100-T CD1V-8","Vitosol 100-T CD1V-16, Vitosol 100-T CD1V-8","Viessmann Ltd.","011-7S2069 R","DIN CERTCO"]
["ü Eligible",null,"2009-07-15",null,"Solar Thermal","Evacuated Tube Collector","Vitosol 200 SD2 (1 m², 2 m², 3 m²)","Vitosol 200 SD2 (1 m², 2 m², 3 m²)","Viessmann Ltd.","011-7S064 F","DIN CERTCO"]
["ü Eligible",null,"2009-07-15",null,"Solar Thermal","Evacuated Tube Collector","Vitosol 200 SD2 (1 m², 2 m², 3 m²)","Vitosol 200 SD2 (1 m², 2 m², 3 m²)","Viessmann Ltd.","011-7S064 R","DIN CERTCO"]
["ü Eligible",null,"2009-07-15",null,"Solar Thermal","Evacuated Tube Collector","Vitosol 200-T SD2A (2 m², 3 m²)","Vitosol 200-T SD2A (2 m², 3 m²)","Viessmann Ltd.","011-7S555 R","DIN CERTCO"]
["ü Eligible",null,"2009-07-14",null,"Solar Thermal","Evacuated Tube Collector","Vitosol 200-T SP2","Vitosol 200-T SP2","Viessmann Ltd.","011-7S1392 R","DIN CERTCO"]
["ü Eligible",null,"2013-10-25",null,"Solar Thermal","Evacuated Tube Collector","Vitosol 200-T SP2A-12, Vitosol 200-T SP2A-24","Vitosol 200-T SP2A-12, Vitosol 200-T SP2A-24","Viessmann Ltd.","011-7S2191 R","DIN CERTCO"]
["ü Eligible",null,"2013-12-17",null,"Solar Thermal","Evacuated Tube Collector","Vitosol 200-T SPE 1,63 m², Vitosol 200-T SPE 3,26 m²","Vitosol 200-T SPE 1,63 m², Vitosol 200-T SPE 3,26 m²","Viessmann Ltd.","011-7S2122 R","DIN CERTCO"]
["ü Eligible",null,"2011-05-20",null,"Solar Thermal","Evacuated Tube Collector","Vitosol 222-T Collector system 80L, Vitosol 222-T Collector system 120L","Vitosol 222-T Collector system 80L, Vitosol 222-T Collector system 120L","Viessmann Ltd.","011-7S2338 R","DIN CERTCO"]
["ü Eligible",null,"2009-07-15",null,"Solar Thermal","Evacuated Tube Collector","Vitosol 300 SP3 (2 m², 3 m²)","Vitosol 300 SP3 (2 m², 3 m²)","Viessmann Ltd.","011-7S081 F","DIN CERTCO"]
["ü Eligible",null,"2009-07-15",null,"Solar Thermal","Evacuated Tube Collector","Vitosol 300 SP3 (2 m², 3 m²)","Vitosol 300 SP3 (2 m², 3 m²)","Viessmann Ltd.","011-7S081 R","DIN CERTCO"]
["ü Eligible",null,"2012-12-13",null,"Solar Thermal","Evacuated Tube Collector","Vitosol 300-T CD3V-30, Vitosol 300-T CD3V-20","Vitosol 300-T CD3V-30, Vitosol 300-T CD3V-20","Viessmann Ltd.","011-7S2068 R","DIN CERTCO"]
["ü Eligible",null,"2009-07-15",null,"Solar Thermal","Evacuated Tube Collector","Vitosol 300-T SP3A (2 m², 3 m²)","Vitosol 300-T SP3A (2 m², 3 m²)","Viessmann Ltd.","011-7S556 R","DIN CERTCO"]
["ü Eligible",null,"2013-11-22",null,"Solar Thermal","Evacuated Tube Collector","Vitosol 300-T SP3B-12, Vitosol 300-T SP3B-24","Vitosol 300-T SP3B-12, Vitosol 300-T SP3B-24","Viessmann Ltd.","011-7S2192 R","DIN CERTCO"]
["ü Eligible",null,"2009-07-14",null,"Solar Thermal","Evacuated Tube Collector","VK/UT-15,   VK/UT -10","VK/UT-15,   VK/UT -10","Solar Tubes","TSU 003-10","TSU"]
["ü Eligible",null,"2009-07-15",null,"Solar Thermal","Evacuated Tube Collector","VK25","VK25","Sonnenkraft - Solar Systems GmbH","011-7S115 R","DIN CERTCO"]
["ü Eligible",null,"2011-05-20",null,"Solar Thermal","Evacuated Tube Collector","VP10, VP15, VP18, VP20, VP22, VP24, VP30","VP10, VP15, VP18, VP20, VP22, VP24, VP30","CMG Solari di Giannelli Mario","011-7S1248 R","DIN CERTCO"]
["ü Eligible",null,"2009-07-15",null,"Solar Thermal","Evacuated Tube Collector","VR 14 CPC","VR 14 CPC","ESTEC GmbH & Co. KG","011-7S056 R","DIN CERTCO"]
["ü Eligible",null,"2009-07-15",null,"Solar Thermal","Evacuated Tube Collector","VRK 10, VRK 12, VRK 14","VRK 10, VRK 12, VRK 14","GREENoneTEC Solarindustrie GmbH","011-7S016 R","DIN CERTCO"]
["ü Eligible",null,"2009-07-15",null,"Solar Thermal","Evacuated Tube Collector","VRK 12","VRK 12","MP-TEC GmbH & Co. KG","011-7S334 R","DIN CERTCO"]
["ü Eligible",null,"2009-07-15",null,"Solar Thermal","Evacuated Tube Collector","VRK 12","VRK 12","WESTFA GmbH","011-7S1044","DIN CERTCO"]
["ü Eligible",null,"2009-07-14",null,"Solar Thermal","Evacuated Tube Collector","VRK 14","VRK 14","Enertech GmbH Brenner und Heizsysteme","011-7S991  R","DIN CERTCO"]
["ü Eligible",null,"2009-07-14",null,"Solar Thermal","Evacuated Tube Collector","VRK 14","VRK 14","Enertech GmbH Brenner und Heizsysteme","011-7S991 R","DIN CERTCO"]
["ü Eligible",null,"2009-07-15",null,"Solar Thermal","Evacuated Tube Collector","VRK 25","VRK 25","WESTFA GmbH","011-7S813 R","DIN CERTCO"]
["ü Eligible",null,"2011-05-20",null,"Solar Thermal","Evacuated Tube Collector","VRK F-104 MRC/10, VRK F-104 MRC/16, VRK F-104 MRC/20","VRK F-104 MRC/10, VRK F-104 MRC/16, VRK F-104 MRC/20","Sola-Term GmbH","011-7S1236 R","DIN CERTCO"]
["ü Eligible",null,"2012-04-20",null,"Solar Thermal","Evacuated Tube Collector","VRK Solar Collectors","VRK10","GREENoneTEC Solarindustrie GmbH","BBA 0128/04","BBA"]
["ü Eligible",null,"2012-04-20",null,"Solar Thermal","Evacuated Tube Collector","VRK Solar Collectors","VRK14","GREENoneTEC Solarindustrie GmbH","BBA 0128/05","BBA"]
["ü Eligible",null,"2009-07-14",null,"Solar Thermal","Evacuated Tube Collector","VSP10HP, 12HP, 14HP, 15HP, 16HP, 18HP, 20HP, 24HP, 25HP, 28HP, 30HP","VSP10HP, 12HP, 14HP, 15HP, 16HP, 18HP, 20HP, 24HP, 25HP, 28HP, 30HP","Veelman sp. z o.o.","011-7S1240 R","DIN CERTCO"]
["ü Eligible",null,"2009-07-15",null,"Solar Thermal","Evacuated Tube Collector","VTC 10/12/14/15/16/18/20/24/25/28/30 HP","VTC 10/12/14/15/16/18/20/24/25/28/30 HP","Enfoque - Energias Renovaveis Lda.","011-7S276 R","DIN CERTCO"]
["ü Eligible",null,"2009-07-15",null,"Solar Thermal","Evacuated Tube Collector","VTK 1140","VTK 1140","Vaillant","011-7S373 R","DIN CERTCO"]
["ü Eligible",null,"2009-07-15",null,"Solar Thermal","Evacuated Tube Collector","VTK 570","VTK 570","Vaillant","011-7S306 R","DIN CERTCO"]
["ü Eligible",null,"2009-05-25",null,"Solar Thermal","Evacuated Tube Collector","VTK 570/2, VTK 1140/2","VTK 570/2, VTK 1140/2","Vaillant","011-7S768 R","DIN CERTCO"]
["ü Eligible",null,"2009-07-15",null,"Solar Thermal","Evacuated Tube Collector","Vulkan S-V20A, Vulkan S-V30A","Vulkan S-V20A, Vulkan S-V30A","EnergieRing GmbH","011-7S762 R","DIN CERTCO"]
["ü Eligible",null,"2012-12-12",null,"Solar Thermal","Evacuated Tube Collector","WATT CPC 15+, WATT CPC 15 L+","WATT CPC 15+, WATT CPC 15 L+","WATT S.A.","011-7S1792 R","DIN CERTCO"]
["ü Eligible",null,"2009-07-15",null,"Solar Thermal","Evacuated Tube Collector","Watt CPC 9, Watt CPC 9, Watt CPC 15, Watt CPC 15 L","Watt CPC 9, Watt CPC 9, Watt CPC 15, Watt CPC 15 L","WATT S.A.","011-7S408 R","DIN CERTCO"]
["ü Eligible",null,"2012-03-01",null,"Solar Thermal","Evacuated Tube Collector","Watt CPC 9+, Watt CPC 9 L+","Watt CPC 9+, Watt CPC 9 L+","WATT S.A.","011-7S1379 R","DIN CERTCO"]
["ü Eligible",null,"2011-08-02",null,"Solar Thermal","Evacuated Tube Collector","Watt HP 12, Watt HP 15, Watt HP 20","Watt HP 12, Watt HP 15, Watt HP 20","WATT S.A.","011-7S1630 R","DIN CERTCO"]
["ü Eligible",null,"2009-07-15",null,"Solar Thermal","Evacuated Tube Collector","Wikosun DF 100-6","Wikosun DF 100-6","WIKORA GmbH","011-7S240 R","DIN CERTCO"]
["ü Eligible",null,"2014-05-29",null,"Solar Thermal","Evacuated Tube Collector","WIKOSUN DF 65 - 10  WIKOSUN DF 65 - 20  WIKOSUN DF 65 - 30","WIKOSUN DF 65 - 10  WIKOSUN DF 65 - 20  WIKOSUN DF 65 - 30","WIKORA GmbH","011-7S2355 R","DIN CERTCO"]
["ü Eligible",null,"2009-07-15",null,"Solar Thermal","Evacuated Tube Collector","Wikosun HP 65-20, 30","Wikosun HP 65-20, 30","WIKORA GmbH","011-7S283 F","DIN CERTCO"]
["ü Eligible",null,"2009-07-15",null,"Solar Thermal","Evacuated Tube Collector","Wikosun HP 65-20, 30","Wikosun HP 65-20, 30","WIKORA GmbH","011-7S283 R","DIN CERTCO"]
["ü Eligible",null,"2009-07-14",null,"Solar Thermal","Evacuated Tube Collector","Worcester Solar Lux 6, 12","Worcester Solar Lux 6, 12","Bosch Thermotechnik GmbH","011-7S1504 R","DIN CERTCO"]
["ü Eligible",null,"2011-07-11",null,"Solar Thermal","Evacuated Tube Collector","WT-B58-10, WT-B58-12, WT-B58-15, WT-B58-18, WT-B58-20, WT-B58-22, WT-B58-24, WT-B58-25, WT-B58-30","WT-B58-10, WT-B58-12, WT-B58-15, WT-B58-18, WT-B58-20, WT-B58-22, WT-B58-24, WT-B58-25, WT-B58-30","WesTech Solar Technology Wuxi Co., Ltd.","011-7S1655 R","DIN CERTCO"]
["ü Eligible",null,"2014-07-17",null,"Solar Thermal","Evacuated Tube Collector","WT-TF-2","WT-TF-2","WesTech Solar Technology Wuxi Co., Ltd.","SP SC0054-14","Intertek"]
["ü Eligible",null,"2009-07-15",null,"Solar Thermal","Evacuated Tube Collector","WUNDER CLS 1808, WUNDER CLS 2008, WUNDER CLS 2108, WUNDER CLS 2510 (18 mm/8 mm; 22 mm/10 mm, 24 mm/1","WUNDER CLS 1808, WUNDER CLS 2008, WUNDER CLS 2108, WUNDER CLS 2510 (18 mm/8 mm; 22 mm/10 mm, 24 mm/1","Solimpeks Solar Energy Corp.","011-7S292 F","DIN CERTCO"]
["ü Eligible",null,"2009-07-15",null,"Solar Thermal","Evacuated Tube Collector","Xinox DF6","Xinox DF6","Helvetic Energy GmbH","011-7S438 R","DIN CERTCO"]
["ü Eligible",null,"2012-08-08",null,"Solar Thermal","Evacuated Tube Collector","Xinox DF-65","Xinox DF-65","Helvetic Energy GmbH","011-7S1996 R","DIN CERTCO"]
["ü Eligible",null,"2009-07-15",null,"Solar Thermal","Evacuated Tube Collector","Xinox HP20, Xinox HP30","Xinox HP20, Xinox HP30","Helvetic Energy GmbH","011-7S720 R","DIN CERTCO"]
["ü Eligible",null,"2011-05-06",null,"Solar Thermal","Evacuated Tube Collector","XINOX HP-R 10, XINOX HP-R 20, XINOX HP-R 30","XINOX HP-R 10, XINOX HP-R 20, XINOX HP-R 30","Helvetic Energy GmbH","011-7S1459 R","DIN CERTCO"]
["ü Eligible",null,"2009-07-14",null,"Solar Thermal","Evacuated Tube Collector","XKPC58-15, XKPC58-20, XKPC58-25","XKPC58-15, XKPC58-20, XKPC58-25","Haining Xianke Solar Energy Technology Co., Ltd","011-7S1210 R","DIN CERTCO"]
["ü Eligible",null,"2013-05-27",null,"Solar Thermal","Evacuated Tube Collector","XL 15/26 Cu , XL 15/26 FE, XL 15/39 Cu , XL 15/39 FE, XL 19/33 CU, XL 19/33 FE*, XL 19/49 CU, XL 19/49 FE*","XL 15/26 Cu , XL 15/26 FE, XL 15/39 Cu , XL 15/39 FE, XL 19/33 CU, XL 19/33 FE*, XL 19/49 CU, XL 19/49 FE*","Ritter Solar GmbH","011-7S2155 R","DIN CERTCO"]
["ü Eligible",null,"2012-10-11",null,"Solar Thermal","Evacuated Tube Collector","XL 34 P*, XL 27 P*, XL 40 P*","XL 34 P*, XL 27 P*, XL 40 P*","Ritter Solar GmbH","011-7S2032 R","DIN CERTCO"]
["ü Eligible",null,"2012-10-11",null,"Solar Thermal","Evacuated Tube Collector","XL 50 P","XL 50 P","Ritter Solar GmbH","011-7S2031 R","DIN CERTCO"]
["ü Eligible",null,"2013-03-06",null,"Solar Thermal","Evacuated Tube Collector","X-Ray 10","X-Ray 10","PLEION s.r.l.","011-7S1979 R","DIN CERTCO",null,null,null,null,null,null,null,null,null,null,null,null,null,null,null,null,null,null,null,null,null,null,null,null,null,"BRE","YES"]
["ü Eligible",null,"2014-09-16",null,"Solar Thermal","Evacuated tube collector","X-RAY 15","X-RAY 15","PLEION s.r.l.","011-7S2423 R","DIN CERTCO"]
["ü Eligible",null,"2012-06-27",null,"Solar Thermal","Evacuated Tube Collector","YJXK-58/1800/18, YJXK-58/1800/24, YJXK-58/1800/30","YJXK-58/1800/18, YJXK-58/1800/24, YJXK-58/1800/30","Shandong Sunseason New Energy Co., Ltd","011-7S1991 R","DIN CERTCO"]
["ü Eligible",null,"2009-07-14",null,"Solar Thermal","Evacuated Tube Collector","YRSCP 58-15, YRSCP 58-18, YRSCP 58-20, YRSCP 58-24, YRSCP 58-30","YRSCP 58-15, YRSCP 58-18, YRSCP 58-20, YRSCP 58-24, YRSCP 58-30","Changzhou Yongre Solar Energy Equipment Co., Ltd","011-7S1412 R","DIN CERTCO"]
["ü Eligible",null,"2009-07-15",null,"Solar Thermal","Evacuated Tube Collector","YYJ-C01-10, YYJ-C01-15, YYJ-C01-20, YYJ-C01-25, YYJ-C01-30","YYJ-C01-10, YYJ-C01-15, YYJ-C01-20, YYJ-C01-25, YYJ-C01-30","Zhejiang Ejai Solar Technology Co., Ltd.","011-7S476 R","DIN CERTCO"]
["ü Eligible",null,"2009-07-14",null,"Solar Thermal","Evacuated Tube Collector","YYJ-C01-10, YYJ-C01-15, YYJ-C01-20, YYJ-C01-30","YYJ-C01-10, YYJ-C01-15, YYJ-C01-20, YYJ-C01-30","Apsilone","011-7S1786 R","DIN CERTCO"]
["ü Eligible",null,"2011-07-15",null,"Solar Thermal","Evacuated Tube Collector","Z 2.3/71-10, Z 2.3/71-15, Z 2.3/71-20, Z 2.3/71-25, Z 2.3/71-30","Z 2.3/71-10, Z 2.3/71-15, Z 2.3/71-20, Z 2.3/71-25, Z 2.3/71-30","Zantia - Climatização, S.A.","011-7S1680 R","DIN CERTCO"]
["ü Eligible",null,"2009-07-15","2017-07-25","Solar Thermal","Evacuated Tube Collector","ZENIT","ZENIT","S Solar","SP SC0653-09","SP"]
["ü Eligible",null,"2011-06-03","2018-02-11","Solar Thermal","Evacuated Tube Collector","Zenith Solar Thermal Evacuated Tube Collector","Zenith Solar Thermal Evacuated Tube Collector","Vokera Ltd.","BBA 0090/02","BBA"]
["ü Eligible",null,"2009-07-15",null,"Solar Thermal","Evacuated Tube Collector","Zeus","Zeus","SolarNovum GmbH","011-7S469 R","DIN CERTCO"]
["ü Eligible",null,"2009-07-15",null,"Solar Thermal","Evacuated Tube Collector","ZEWO-SOL HV 100, 180, 220, 300","ZEWO-SOL HV 100, 180, 220, 300","ZEWOTHERM GmbH","011-7S992 R","DIN CERTCO"]
["ü Eligible",null,"2009-07-14",null,"Solar Thermal","Evacuated Tube Collector","ZIRKON 10, ZIRKON 20","ZIRKON 10, ZIRKON 20","Kurt Pietsch GmbH & Co. KG","011-7S1216 R","DIN CERTCO"]
["ü Eligible",null,"2009-07-14",null,"Solar Thermal","Evacuated Tube Collector","ZPS1858-15, ZPS1858-18, ZPS1858-20, ZPS1858-24","ZPS1858-15, ZPS1858-18, ZPS1858-20, ZPS1858-24","WESTIM SPA","011-7S1233 R","DIN CERTCO"]
["ü Eligible",null,"2009-07-14",null,"Solar Thermal","Evacuated Tube Collector","Z-RG/0.6 (-WF-1.21/15-58/1, -WF-1.45/18-58/1, -WF-1.61/20-58/1, -WF-1.94/24-58/1","Z-RG/0.6 (-WF-1.21/15-58/1, -WF-1.45/18-58/1, -WF-1.61/20-58/1, -WF-1.94/24-58/1","Zhejiang Meida Solar Energy Industrial Co., Ltd","011-7S1170 R","DIN CERTCO"]
["ü Eligible",null,"2009-07-14",null,"Solar Thermal","Evacuated Tube Collector","Z-RG/0.60-WF-3.0/ 10,12,15,16,18,20,22,24,26,28,30 -58/1800/1","Z-RG/0.60-WF-3.0/ 10,12,15,16,18,20,22,24,26,28,30 -58/1800/1","Fullgreen Solar Tech. Corp. Ltd.","011-7S1544 R","DIN CERTCO"]
["ü Eligible",null,"2011-05-20",null,"Solar Thermal","Evacuated Tube Collector","Z-RG/0.6-WF-0.93/10-58/1, Z-RG/0.6-WF-1.40/10-58/1, Z-RG/0.6-WF-1.68/10-58/1, Z-RG/0.6-WF-1.87/10-58/1, Z-RG/0.6-WF-2.24/10-58/1, Z-RG/0.6-WF-2.43/10-58/1, Z-RG/0.6-WF-2.80/10-58/1,","Z-RG/0.6-WF-0.93/10-58/1, Z-RG/0.6-WF-1.40/10-58/1, Z-RG/0.6-WF-1.68/10-58/1, Z-RG/0.6-WF-1.87/10-58/1, Z-RG/0.6-WF-2.24/10-58/1, Z-RG/0.6-WF-2.43/10-58/1, Z-RG/0.6-WF-2.80/10-58/1,","SUNSHORE SOLAR ENERGY CO.,LTD.","SP SC0199-13","SP"]
["ü Eligible",null,"2013-11-04",null,"Solar Thermal","Evacuated Tube Collector","Z-RG/0.6-WF-0.93/10-58/1, Z-RG/0.6-WF-1.40/10-58/1, Z-RG/0.6-WF-1.68/10-58/1, Z-RG/0.6-WF-1.87/10-58/1, Z-RG/0.6-WF-2.24/10-58/1, Z-RG/0.6-WF-2.43/10-58/1, Z-RG/0.6-WF-2.80/10-58/1,","Z-RG/0.6-WF-0.93/10-58/1, Z-RG/0.6-WF-1.40/10-58/1, Z-RG/0.6-WF-1.68/10-58/1, Z-RG/0.6-WF-1.87/10-58/1, Z-RG/0.6-WF-2.24/10-58/1, Z-RG/0.6-WF-2.43/10-58/1, Z-RG/0.6-WF-2.80/10-58/1,","SUNSHORE SOLAR ENERGY CO.,LTD.","SP SC1099-13","SP"]
["ü Eligible",null,"2009-07-15",null,"Solar Thermal","Evacuated Tube Collector","ZYT TV47","ZYT TV47","Zytech Engineering Technology (Qingdao) Co., Ltd","011-7S288 R","DIN CERTCO"]
["ü Eligible",null,"2009-07-15",null,"Solar Thermal","Evacuated Tube Collector","ZYT TV58-15, 20","ZYT TV58-15, 20","Zytech Engineering Technology (Qingdao) Co., Ltd","011-7S282 R","DIN CERTCO"]
["ü Eligible",null,"2009-07-14",null,"Solar Thermal","Flat Plate Collector","002-ABCep001","002-ABCep001","Solmatix Ltd.","011-7S1297 F","DIN CERTCO"]
["ü Eligible",null,"2013-06-27",null,"Solar Thermal","Flat Plate Collector","1,25 x 3 m - 1,25 x 8 m,  1,50 x 3 m - 1,50 x 8 m,  2 x 2 m - 2 x 8 m,  2,50 x 2 m - 2,50 x 8 m,  3 x 2 m - 3 x 8 m","1,25 x 3 m - 1,25 x 8 m,  1,50 x 3 m - 1,50 x 8 m,  2 x 2 m - 2 x 8 m,  2,50 x 2 m - 2,50 x 8 m,  3 x 2 m - 3 x 8 m","General Solar Systems GmbH","011-7S2160 F","DIN CERTCO"]
["ü Eligible",null,"2009-07-15",null,"Solar Thermal","Flat Plate Collector","100750","100750","Myplanet Ltd.","011-7S1061 F","DIN CERTCO"]
["ü Eligible",null,"2013-12-23",null,"Solar Thermal","Flat Plate Collector","15 SOL BLACK, 20 SOL BLACK, 26 SOL BLACK","15 SOL BLACK, 20 SOL BLACK, 26 SOL BLACK","BSG CALDAIE A GAS S.P.A.","OEM 9965/9/1","DQS Hellas",null,null,null,null,null,null,null,null,null,null,null,null,null,null,null,null,null,null,null,null,null,"Yes",null,null,null,"BBA","NO"]
["ü Eligible",null,"2013-12-23",null,"Solar Thermal","Flat Plate Collector","15 SOL BLACK, 20 SOL BLACK, 26 SOL BLACK","15 SOL BLACK, 20 SOL BLACK, 26 SOL BLACK","BSG CALDAIE A GAS S.P.A.","OEM/9965/9/1","DQS Hellas"]
["ü Eligible",null,"2013-12-23",null,"Solar Thermal","Flat Plate Collector","15 SOL TOP, 20 SOL TOP, 26 SOL TOP","15 SOL TOP, 20 SOL TOP, 26 SOL TOP","BSG CALDAIE A GAS S.P.A.","OEM 9965/1/1","DQS Hellas"]
["ü Eligible",null,"2013-12-23",null,"Solar Thermal","Flat Plate Collector","15 SOL TOP, 20 SOL TOP, 26 SOL TOP","15 SOL TOP, 20 SOL TOP, 26 SOL TOP","BSG CALDAIE A GAS S.P.A.","OEM/9965/1/1","DQS Hellas"]
["û Ineligible",null,"2009-07-15",null,"Solar Thermal","Flat Plate Collector","150G, 200G, 240G, 250G","150G, 200G, 240G, 250G","Calpak-Cicero Hellas S.A.","72/01.19/4","MIRTEC","No evidence this product has been tested to the required EN standard"]
["û Ineligible",null,"2009-07-15",null,"Solar Thermal","Flat Plate Collector","200-250 GS","200-250 GS","Calpak-Cicero Hellas S.A.","72/01.19/2","MIRTEC","No evidence this product has been tested to the required EN standard"]
["ü Eligible",null,"2009-07-15",null,"Solar Thermal","Flat Plate Collector","200GA, 240GA","200GA, 240GA","Calpak-Cicero Hellas S.A.","72/01.19/5","MIRTEC"]
["ü Eligible",null,"2009-07-15",null,"Solar Thermal","Flat Plate Collector","200GB, 240 GB","200GB, 240 GB","Calpak-Cicero Hellas S.A.","72/01.19/6","MIRTEC"]
["ü Eligible",null,"2009-07-14",null,"Solar Thermal","Flat Plate Collector","25 SOL HE","25 SOL HE","BIASI S.p.A.","011-7S1208 F","DIN CERTCO"]
["ü Eligible",null,"2009-07-14",null,"Solar Thermal","Flat Plate Collector","25 SOL HE-H","25 SOL HE-H","BIASI S.p.A.","80531/01","KIWA"]
["ü Eligible",null,"2012-01-25",null,"Solar Thermal","Flat Plate Collector","250 ES8, 230 ES8*, 200 ES8*, 195 ES8*, 170 ES8*, 150 ES8, 290 ES8, 275 ES8*","250 ES8, 230 ES8*, 200 ES8*, 195 ES8*, 170 ES8*, 150 ES8, 290 ES8, 275 ES8*","Cicero Hellas, S.A.","011-7S1808 F","DIN CERTCO"]
["ü Eligible",null,"2011-05-20",null,"Solar Thermal","Flat Plate Collector","2NLO 15, 2NLO 18, 2NLO 20, 2NLO 22, 2NLO 25","2NLO 15, 2NLO 18, 2NLO 20, 2NLO 22, 2NLO 25","Sieline S.A. Solar-Heating","011-7S1461 F","DIN CERTCO"]
["ü Eligible",null,"2009-07-14",null,"Solar Thermal","Flat Plate Collector","2Plus","2Plus","OEG Öl- und Gasfeuerungsbedarf Handelsgesellschaft mbH","011-7S1495 F","DIN CERTCO"]
["ü Eligible",null,"2009-07-14",null,"Solar Thermal","Flat Plate Collector","4 Plus-Harfe","4 Plus-Harfe","OEG Öl- und Gasfeuerungsbedarf Handelsgesellschaft mbH","011-7S1733 F","DIN CERTCO"]
["ü Eligible",null,"2009-07-14",null,"Solar Thermal","Flat Plate Collector","4Plus","4Plus","OEG Öl- und Gasfeuerungsbedarf Handelsgesellschaft mbH","011-7S1494 F","DIN CERTCO"]
["ü Eligible",null,"2014-07-31",null,"Solar Thermal","Flat Plate Collector","50 98 or SO 98","50 98 or SO 98","SOTEC-SOLAR","011-7S2379 F","DIN CERTCO"]
["ü Eligible",null,"2009-07-14",null,"Solar Thermal","Flat Plate Collector","6210 Prestige, 6250 Prestige","6210 Prestige, 6250 Prestige","ESC Energy Systems Company GmbH","011-7S1456 F","DIN CERTCO"]
["ü Eligible",null,"2009-07-15",null,"Solar Thermal","Flat Plate Collector","A 10/2.51, A 10/2.0","A 10/2.51, A 10/2.0","thekal GmbH","011-7S165 F","DIN CERTCO"]
["ü Eligible",null,"2009-07-14",null,"Solar Thermal","Flat Plate Collector","A/3-MRP-G/1.2-T/DT-1.78-B","A/3-MRP-G/1.2-T/DT-1.78-B","Changzhou Meirun Solar Energy CO., Ltd.","011-7S1744 F","DIN CERTCO"]
["ü Eligible",null,"2009-07-15",null,"Solar Thermal","Flat Plate Collector","A1","A1","BioEnergieTeam GmbH","011-7S576 F","DIN CERTCO"]
["ü Eligible",null,"2009-07-15",null,"Solar Thermal","Flat Plate Collector","A25S, A19S","A25S, A19S","INTERSOLAR - N. KALOGEROPOULOS S.A.","90/01.19/1","MIRTEC"]
["ü Eligible",null,"2009-07-15","2018-02-21","Solar Thermal","Flat Plate Collector","A25S, A19S","A25S, A19S","INTERSOLAR - N. KALOGEROPOULOS S.A.","SC-C-001/13","MIRTEC"]
["ü Eligible",null,"2009-07-14",null,"Solar Thermal","Flat Plate Collector","AAE-PGT 2.1(8)","AAE-PGT 2.1(8)","Australia Battery Technology and Trading Pty. Ltd.","011-7S1513 F","DIN CERTCO"]
["ü Eligible",null,"2009-07-14",null,"Solar Thermal","Flat Plate Collector","AbSol 202, AbSol 234","AbSol 202, AbSol 234","AbSol Natural Energy Systems Ltd.","011-7S1326 F","DIN CERTCO"]
["ü Eligible",null,"2009-07-15",null,"Solar Thermal","Flat Plate Collector","AD SOL+226","AD SOL+226","Aldra Solar GmbH","011-7S658 F","DIN CERTCO"]
["ü Eligible",null,"2009-07-15",null,"Solar Thermal","Flat Plate Collector","ADK25","ADK25","WESTFA GmbH","011-7S251 F","DIN CERTCO"]
["ü Eligible",null,"2009-07-14",null,"Solar Thermal","Flat Plate Collector","ADK25-4E","ADK25-4E","WESTFA GmbH","011-7S812 F","DIN CERTCO"]
["ü Eligible",null,"2009-07-15",null,"Solar Thermal","Flat Plate Collector","ADK25Eco-2","ADK25Eco-2","WESTFA GmbH","011-7S252 F","DIN CERTCO"]
["ü Eligible",null,"2009-07-14",null,"Solar Thermal","Flat Plate Collector","ADK25Q-2AL","ADK25Q-2AL","WESTFA GmbH","011-7S811 F","DIN CERTCO"]
["ü Eligible",null,"2009-07-15",null,"Solar Thermal","Flat Plate Collector","ADVANCED XL, ADVANCED X","ADVANCED XL, ADVANCED X","Baymak AS, Baxi Group Company","011-7S994 F","DIN CERTCO"]
["ü Eligible",null,"2011-05-20",null,"Solar Thermal","Flat Plate Collector","AELIOS AiB 1500, AELIOS AiB 2000, AELIOS AiB 2600","AELIOS AiB 1500, AELIOS AiB 2000, AELIOS AiB 2600","NOBEL INTERNATIONAL EAD","SKM/9965/9","DQS Hellas"]
["ü Eligible",null,"2011-05-20",null,"Solar Thermal","Flat Plate Collector","AELIOS AiS 1500, AELIOS AiS 2000, AELIOS AiS 2600","AELIOS AiS 1500, AELIOS AiS 2000, AELIOS AiS 2600","NOBEL INTERNATIONAL EAD","SKM/9965/8","DQS Hellas"]
["ü Eligible",null,"2011-05-20",null,"Solar Thermal","Flat Plate Collector","AELIOS AlB 1500, 2000 & 2600","AELIOS AlB 1500, 2000 & 2600","XILINAKIS D & Co.","SKM/9945/3","DQS Hellas"]
["ü Eligible",null,"2013-12-30",null,"Solar Thermal","Flat Plate Collector","AELIOS ALB 1500, AELIOS ALB 2000, AELIOS ALB 2600","AELIOS ALB 1500, AELIOS ALB 2000, AELIOS ALB 2600","NOBEL INTERNATIONAL EAD","SKM 9965/12","DQS Hellas"]
["ü Eligible",null,"2011-05-20",null,"Solar Thermal","Flat Plate Collector","AELIOS AlS 1500, 2000 & 2600","AELIOS AlS 1500, 2000 & 2600","XILINAKIS D & Co.","SKM/9945/4","DQS Hellas"]
["ü Eligible",null,"2013-10-30",null,"Solar Thermal","Flat Plate Collector","AELIOS ALS 1500, AELIOS ALS 2000, AELIOS ALS 2600","AELIOS ALS 1500, AELIOS ALS 2000, AELIOS ALS 2600","NOBEL INTERNATIONAL EAD","SKM 9965/11","DQS Hellas"]
["ü Eligible",null,"2011-05-20",null,"Solar Thermal","Flat Plate Collector","AELIOS CuB 1500, 2000 & 2600","AELIOS CuB 1500, 2000 & 2600","XILINAKIS D & Co.","SKM/9945/1","DQS Hellas"]
["ü Eligible",null,"2011-05-20",null,"Solar Thermal","Flat Plate Collector","AELIOS CuB 1500, AELIOS CuB 2000, AELIOS CuB 2600","AELIOS CuB 1500, AELIOS CuB 2000, AELIOS CuB 2600","NOBEL INTERNATIONAL EAD","SKM/9965/7","DQS Hellas"]
["ü Eligible",null,"2011-05-20",null,"Solar Thermal","Flat Plate Collector","AELIOS CuS 1500, 2000 & 2600","AELIOS CuS 1500, 2000 & 2600","XILINAKIS D & Co.","SKM/9945/2","DQS Hellas"]
["ü Eligible",null,"2011-05-20",null,"Solar Thermal","Flat Plate Collector","AELIOS CuS 1500, AELIOS CuS 2000, AELIOS CuS 2600","AELIOS CuS 1500, AELIOS CuS 2000, AELIOS CuS 2600","NOBEL INTERNATIONAL EAD","SKM/9965/6","DQS Hellas"]
["ü Eligible",null,"2010-07-30",null,"Solar Thermal","Flat Plate Collector","AES Solar Collector","Model A ","AES Ltd","BBA 0029/01","BBA"]
["ü Eligible",null,"2010-07-30",null,"Solar Thermal","Flat Plate Collector","AES Solar Collector","Model B","AES Ltd","BBA 0029/02","BBA"]
["ü Eligible",null,"2010-07-30",null,"Solar Thermal","Flat Plate Collector","AES Solar Collector","Model C","AES Ltd","BBA 0029/03","BBA"]
["ü Eligible",null,"2010-07-30",null,"Solar Thermal","Flat Plate Collector","AES Solar Collector","Model D","AES Ltd","BBA 0029/04","BBA"]
["ü Eligible",null,"2010-07-30",null,"Solar Thermal","Flat Plate Collector","AES Solar Collector","Model E","AES Ltd","BBA 0029/05","BBA"]
["ü Eligible",null,"2010-07-30",null,"Solar Thermal","Flat Plate Collector","AES Solar Collector","Model F","AES Ltd","BBA 0029/06","BBA"]
["ü Eligible",null,"2010-07-30",null,"Solar Thermal","Flat Plate Collector","AES Solar Collector","Model G","AES Ltd","BBA 0029/07","BBA"]
["ü Eligible",null,"2010-07-30",null,"Solar Thermal","Flat Plate Collector","AES Solar Collector","Model H","AES Ltd","BBA 0029/08","BBA"]
["ü Eligible",null,"2010-07-30",null,"Solar Thermal","Flat Plate Collector","AES Solar Collector","Model I","AES Ltd","BBA 0029/09","BBA"]
["ü Eligible",null,"2010-07-30",null,"Solar Thermal","Flat Plate Collector","AES Solar Collector","Model J","AES Ltd","BBA 0029/10","BBA"]
["ü Eligible",null,"2010-07-30",null,"Solar Thermal","Flat Plate Collector","AES Solar Collector","Model K","AES Ltd","BBA 0029/11","BBA"]
["ü Eligible",null,"2010-07-30",null,"Solar Thermal","Flat Plate Collector","AES Solar Collector","Model L","AES Ltd","BBA 0029/12","BBA"]
["ü Eligible",null,"2011-05-20",null,"Solar Thermal","Flat Plate Collector","AES-REGENERATIO 2100","AES-REGENERATIO 2100","AES Ltd","011-7S2161 F","DIN CERTCO",null,null,null,null,null,null,null,null,0,0,0,0,0,0,0,0,0,0,0,0,106.8,"Yes",null,null,null,"Kiwa","N/A"]
["ü Eligible",null,"2013-06-26",null,"Solar Thermal","Flat Plate Collector","AES-REGENERATIO 2500","AES-REGENERATIO 2500","AES Ltd","011-7S2162 F","DIN CERTCO"]
["ü Eligible",null,"2009-07-15",null,"Solar Thermal","Flat Plate Collector","AF24","AF24","Evergreen Energy Limited","011-7S961 F","DIN CERTCO"]
["ü Eligible",null,"2009-07-15",null,"Solar Thermal","Flat Plate Collector","AF24UE4","AF24UE4","SunWin Energy Systems GmbH","011-7S789 F","DIN CERTCO"]
["ü Eligible",null,"2009-07-14",null,"Solar Thermal","Flat Plate Collector","AF24UM4","AF24UM4","SunWin Energy Systems GmbH","011-7S1078 F","DIN CERTCO"]
["ü Eligible",null,"2009-07-15",null,"Solar Thermal","Flat Plate Collector","AF24US4","AF24US4","SunWin Energy Systems GmbH","011-7S900 F","DIN CERTCO"]
["ü Eligible",null,"2009-07-15",null,"Solar Thermal","Flat Plate Collector","AF24VE2","AF24VE2","SunWin Energy Systems GmbH","011-7S641 F","DIN CERTCO"]
["ü Eligible",null,"2009-07-14",null,"Solar Thermal","Flat Plate Collector","AF24VE2_PT145, AF24VE2_PT193, AF24UE4_PT145, AF24UE4_PT193","AF24VE2_PT145, AF24VE2_PT193, AF24UE4_PT145, AF24UE4_PT193","SunWin Energy Systems GmbH","011-7S1709 F","DIN CERTCO"]
["ü Eligible",null,"2009-07-14",null,"Solar Thermal","Flat Plate Collector","AF24VP2","AF24VP2","SunWin Energy Systems GmbH","011-7S1369 F","DIN CERTCO"]
["ü Eligible",null,"2009-07-15",null,"Solar Thermal","Flat Plate Collector","AF27VE4, AF27HE4","AF27VE4, AF27HE4","SunWin Energy Systems GmbH","011-7S1005 F","DIN CERTCO"]
["ü Eligible",null,"2009-07-14",null,"Solar Thermal","Flat Plate Collector","AF-Titan-04","AF-Titan-04","A+F Solartechnik GmbH","011-7S434 F","DIN CERTCO"]
["? To be determined",null,"2009-07-15",null,"Solar Thermal","Flat Plate Collector","Agelopoulos Renewable Energy Sources Construction S.A. \"Heliofan\"","Agelopoulos Renewable Energy Sources Construction S.A. \"Heliofan\"","AGELOPOULOS S.A. - ILIOFAN","011-7S1069 F","DIN CERTCO"]
["ü Eligible",null,"2009-07-15",null,"Solar Thermal","Flat Plate Collector","Agila FK 100","Agila FK 100","Agila Solar GmbH","011-7S903 F","DIN CERTCO"]
["ü Eligible",null,"2011-08-31",null,"Solar Thermal","Flat Plate Collector","Agila FK 100 A","Agila FK 100 A","Agila Solar GmbH","011-7S1564 F","DIN CERTCO"]
["ü Eligible",null,"2011-05-20",null,"Solar Thermal","Flat Plate Collector","Agila FK 500 A","Agila FK 500 A","Agila Solar GmbH","011-7S1565 F","DIN CERTCO"]
["ü Eligible",null,"2009-07-15",null,"Solar Thermal","Flat Plate Collector","AIRCOOL","AIRCOOL","Equinoxe Kft.","011-7S898 F","DIN CERTCO"]
["ü Eligible",null,"2009-07-15",null,"Solar Thermal","Flat Plate Collector","AK 2300, AK 2300 Q, AK 2600, AK 2600 Q, AK 2300-1, AK 2300Q-1, AK 26600-1, AK 2600Q-1","AK 2300, AK 2300 Q, AK 2600, AK 2600 Q, AK 2300-1, AK 2300Q-1, AK 26600-1, AK 2600Q-1","RipoSOL Handels GmbH","011-7S389 F","DIN CERTCO"]
["ü Eligible",null,"2009-07-15",null,"Solar Thermal","Flat Plate Collector","Al-Black","Al-Black","Solarkey srl","022BN/0","ICIM"]
["ü Eligible",null,"2009-07-15",null,"Solar Thermal","Flat Plate Collector","ALDO 240","ALDO 240","Helvetic Energy GmbH","011-7S241 F","DIN CERTCO"]
["ü Eligible",null,"2009-07-14",null,"Solar Thermal","Flat Plate Collector","ALDO 270","ALDO 270","Helvetic Energy GmbH","011-7S1310 F","DIN CERTCO"]
["ü Eligible",null,"2012-04-26",null,"Solar Thermal","Flat Plate Collector","ALDO+Quer, ALDO+Hoch","ALDO+Quer, ALDO+Hoch","Helvetic Energy GmbH","011-7S1841 F","DIN CERTCO"]
["ü Eligible",null,"2009-07-14",null,"Solar Thermal","Flat Plate Collector","ALPHA1 2.08; BASIC 2.51; BASIC 2.90","ALPHA1 2.08; BASIC 2.51; BASIC 2.90","IKARUS SOLARSYSTEME GMBH","1167/01.19/1","MIRTEC"]
["ü Eligible",null,"2014-01-31",null,"Solar Thermal","Flat Plate Collector","ALS 1000","ALS 1000","TANSUG MAKiNA SAN. VE TIC. LTD. STI","011-7S2305 F","Din Certco"]
["ü Eligible",null,"2009-07-14",null,"Solar Thermal","Flat Plate Collector","ALTER 2004, ALTER 2504","ALTER 2004, ALTER 2504","SAMMLER solar SA","011-7S1538 F","DIN CERTCO"]
["ü Eligible",null,"2009-07-15",null,"Solar Thermal","Flat Plate Collector","ALU2000H, ALU 2000Q","ALU2000H, ALU 2000Q","GEO-TEC SOLARTECHNIK GMBH","011-7S747 F","DIN CERTCO"]
["ü Eligible",null,"2009-07-15",null,"Solar Thermal","Flat Plate Collector","ALU2000H/US, ALU 2000Q/US","ALU2000H/US, ALU 2000Q/US","GEO-TEC SOLARTECHNIK GMBH","011-7S748 F","DIN CERTCO"]
["ü Eligible",null,"2009-07-15",null,"Solar Thermal","Flat Plate Collector","ALU2000H/US/TA","ALU2000H/US/TA","GEO-TEC SOLARTECHNIK GMBH","011-7S435 F","DIN CERTCO"]
["ü Eligible",null,"2009-07-15",null,"Solar Thermal","Flat Plate Collector","ALU2000H/US/TC","ALU2000H/US/TC","GEO-TEC SOLARTECHNIK GMBH","011-7S436 F","DIN CERTCO"]
["ü Eligible",null,"2013-03-20",null,"Solar Thermal","Flat Plate Collector","Alusun 2,05, Alusun 2,54","Alusun 2,05, Alusun 2,54","NEHS GmbH","TSU 004-13/D","TSU"]
["ü Eligible",null,"2009-07-15",null,"Solar Thermal","Flat Plate Collector","ALUTOP","ALUTOP","GEO-TEC SOLARTECHNIK GMBH","011-7S749 F","DIN CERTCO"]
["ü Eligible",null,"2009-07-14",null,"Solar Thermal","Flat Plate Collector","Alu-Wannenkollektor AWKh 2.5, Alu-Wannenkollektor AWKq 2.5","Alu-Wannenkollektor AWKh 2.5, Alu-Wannenkollektor AWKq 2.5","BRAMAC Dachsysteme International GmbH","011-7S956 F","DIN CERTCO"]
["ü Eligible",null,"2013-05-06",null,"Solar Thermal","Flat Plate Collector","AMX 2.0","AMX 2.0","Sunex Sp.","078/000196","AENOR"]
["ü Eligible",null,"2013-07-19",null,"Solar Thermal","Flat Plate Collector","AMX 2.85, AMX 2.51, AMX 2.38","AMX 2.85, AMX 2.51, AMX 2.38","Sunex Sp.","078/000194","AENOR"]
["ü Eligible",null,"2012-11-16",null,"Solar Thermal","Flat Plate Collector","ANAGES SELECTIVE COPPER 94X194, ANAGES SELECTIVE COPPER 120X194","ANAGES SELECTIVE COPPER 94X194, ANAGES SELECTIVE COPPER 120X194","ANADOLU ISI INS. SAN. ve TIC. LTD.  STI.","SKM/9918","DQS Hellas"]
["ü Eligible",null,"2011-04-08",null,"Solar Thermal","Flat Plate Collector","Andrews Water Heaters  Solar Collectors","SOL 200","Baxi Heating UK Ltd","BBA 0077/01","BBA"]
["ü Eligible",null,"2011-04-08",null,"Solar Thermal","Flat Plate Collector","Andrews Water Heaters  Solar Collectors","SOL 200H","Baxi Heating UK Ltd","BBA 0077/02","BBA"]
["ü Eligible",null,"2011-04-08",null,"Solar Thermal","Flat Plate Collector","Andrews Water Heaters  Solar Collectors","SOL 250","Baxi Heating UK Ltd","BBA 0077/03","BBA"]
["ü Eligible",null,"2011-04-08",null,"Solar Thermal","Flat Plate Collector","Andrews Water Heaters  Solar Collectors","SOL 250H","Baxi Heating UK Ltd","BBA 0077/04","BBA"]
["ü Eligible",null,"2012-06-01",null,"Solar Thermal","Flat Plate Collector","ANDREWS WATER HEATERS SOL 250","ANDREWS WATER HEATERS SOL 250","BDR Thermea Group B.V.","078/000067","AENOR"]
["ü Eligible",null,"2011-05-20",null,"Solar Thermal","Flat Plate Collector","ANDREWS WATER HEATERS SOL 250","ANDREWS WATER HEATERS SOL 250","BDR Thermea Group B.V.","078/000128","AENOR"]
["ü Eligible",null,"2011-05-20",null,"Solar Thermal","Flat Plate Collector","ANDREWS WATER HEATERS SOL 250 H","ANDREWS WATER HEATERS SOL 250 H","BDR Thermea Group B.V.","078/000140","AENOR"]
["ü Eligible",null,"2012-06-01",null,"Solar Thermal","Flat Plate Collector","ANDREWS WATER HEATERS SOL 250H","ANDREWS WATER HEATERS SOL 250H","BDR Thermea Group B.V.","078/000082","AENOR"]
["ü Eligible",null,"2009-07-15",null,"Solar Thermal","Flat Plate Collector","AOSP-240","AOSP-240","A.O. Smith Waterproducts Company BV","011-7S242 F","DIN CERTCO"]
["? To be determined",null,"2009-07-15",null,"Solar Thermal","Flat Plate Collector","Apollo 20, 22, 27","Apollo 20, 22, 27","SolarNovum GmbH","011-7S071 F","DIN CERTCO"]
["ü Eligible",null,"2009-07-15",null,"Solar Thermal","Flat Plate Collector","Apollo 24","Apollo 24","SolarNovum GmbH","011-7S833 F","DIN CERTCO"]
["ü Eligible",null,"2012-02-21",null,"Solar Thermal","Flat Plate Collector","APOLLO S X, APOLLO S XL","APOLLO S X, APOLLO S XL","Baymak Mak. San. ve Tic. A. S","011-7S1855 F","DIN CERTCO"]
["ü Eligible",null,"2009-07-15",null,"Solar Thermal","Flat Plate Collector","Apollon 1500, 2000 & 2600","Apollon 1500, 2000 & 2600","D. Xilinakis & Co.","88/01.19/1","MIRTEC"]
["ü Eligible",null,"2009-07-15",null,"Solar Thermal","Flat Plate Collector","Apollon AL 1500, 2000 & 2600","Apollon AL 1500, 2000 & 2600","D. Xilinakis & Co.","88/01.19/2","MIRTEC"]
["ü Eligible",null,"2011-05-20",null,"Solar Thermal","Flat Plate Collector","APOLLON AL 1500, 2000 & 2600","APOLLON AL 1500, 2000 & 2600","XILINAKIS D & Co.","SKM 9910/1-3","DQS Hellas"]
["ü Eligible",null,"2013-10-30",null,"Solar Thermal","Flat Plate Collector","APOLLON AL 1500, 2000, 2600","APOLLON AL 1500, 2000, 2600","NOBEL INTERNATIONAL EAD","SKM/9965/1","DQS Hellas"]
["ü Eligible",null,"2009-07-15",null,"Solar Thermal","Flat Plate Collector","Apollon AL S.I. 1500, 2000 & 2600","Apollon AL S.I. 1500, 2000 & 2600","D. Xilinakis & Co.","88/01.19/4","MIRTEC"]
["ü Eligible",null,"2011-05-20",null,"Solar Thermal","Flat Plate Collector","APOLLON AL S.I. 1500, 2000 & 2600","APOLLON AL S.I. 1500, 2000 & 2600","XILINAKIS D & Co.","SKM 9910/1-1","DQS Hellas"]
["ü Eligible",null,"2013-10-30",null,"Solar Thermal","Flat Plate Collector","APOLLON AL S.I. 1500, 2000, 2600","APOLLON AL S.I. 1500, 2000, 2600","NOBEL INTERNATIONAL EAD","SKM/9965/3","DQS Hellas"]
["ü Eligible",null,"2011-05-20",null,"Solar Thermal","Flat Plate Collector","APOLLON AL S.I. HOR 1500, APOLLON AL S.I. HOR 2000, APOLLON AL S.I. HOR 2600","APOLLON AL S.I. HOR 1500, APOLLON AL S.I. HOR 2000, APOLLON AL S.I. HOR 2600","XILINAKIS D & Co.","SKM 9910/1-2","DQS Hellas"]
["ü Eligible",null,"2013-10-30",null,"Solar Thermal","Flat Plate Collector","APOLLON AL S.I. HOR 2000, 2600","APOLLON AL S.I. HOR 2000, 2600","NOBEL INTERNATIONAL EAD","SKM/9965/4","DQS Hellas"]
["ü Eligible",null,"2011-05-20",null,"Solar Thermal","Flat Plate Collector","APOLLON AL12 - 2000, APOLLON AL12 - 2600","APOLLON AL12 - 2000, APOLLON AL12 - 2600","NOBEL INTERNATIONAL EAD","SKM/9965/10","DQS Hellas"]
["ü Eligible",null,"2012-06-11",null,"Solar Thermal","Flat Plate Collector","Apollon AL12-2000, Apollon AL12-2600","Apollon AL12-2000, Apollon AL12-2600","Nobel Xilinakis D and Co.","011-7S1842 F","DIN CERTCO"]
["ü Eligible",null,"2009-07-15",null,"Solar Thermal","Flat Plate Collector","Apollon Cu 1500, 2000 & 2600","Apollon Cu 1500, 2000 & 2600","D. Xilinakis & Co.","88/01.19/3","MIRTEC"]
["ü Eligible",null,"2013-10-30",null,"Solar Thermal","Flat Plate Collector","APOLLON Cu 1500, 2000, 2600","APOLLON Cu 1500, 2000, 2600","NOBEL INTERNATIONAL EAD","SKM/9965/2","DQS Hellas"]
["ü Eligible",null,"2014-07-17",null,"Solar Thermal","Flat Plate Collector","Apollon GRD MDR 2000","Apollon GRD MDR 2000","Nobel International EAD","SKM 9964","DQS Hellas"]
["ü Eligible",null,"2009-07-14",null,"Solar Thermal","Flat Plate Collector","APOLLON GRD MDR 2000","APOLLON GRD MDR 2000","NOBEL INTERNATIONAL EAD","SKM/9964","DQS Hellas"]
["ü Eligible",null,"2013-10-30","2017-05-07","Solar Thermal","Flat Plate Collector","APOLLON MEANDER BI/FL 2000, 2600","APOLLON MEANDER BI/FL 2000, 2600","NOBEL INTERNATIONAL EAD","SKM/9965/5","DQS Hellas"]
["ü Eligible",null,"2011-05-20",null,"Solar Thermal","Flat Plate Collector","APOLLON MEANDER BI/FL 2000, APOLLON MEANDER BI/FL 2600","APOLLON MEANDER BI/FL 2000, APOLLON MEANDER BI/FL 2600","XILINAKIS D & Co.","SKM/9923/1","DQS Hellas"]
["ü Eligible",null,"2011-05-20",null,"Solar Thermal","Flat Plate Collector","Apolon Cu 2600, Apolon Cu 2000, Apolon Cu 1500","Apolon Cu 2600, Apolon Cu 2000, Apolon Cu 1500","XILINAKIS D & Co.","SKM/9936/1","DQS Hellas"]
["ü Eligible",null,"2011-05-04",null,"Solar Thermal","Flat Plate Collector","AquaTherm-SOL 2.0","AquaTherm-SOL 2.0","Aquatherm GmbH","011-7S1591 F","DIN CERTCO"]
["ü Eligible",null,"2009-07-14",null,"Solar Thermal","Flat Plate Collector","Arcobaleno SKM","Arcobaleno SKM","Emmeti S.p.A."," 011-7S1268 F","Din Certco"]
["ü Eligible",null,"2009-07-14",null,"Solar Thermal","Flat Plate Collector","Arcobaleno SKM","Arcobaleno SKM","Emmeti S.p.A.","011-7S1268 F","DIN CERTCO"]
["ü Eligible",null,"2009-07-15",null,"Solar Thermal","Flat Plate Collector","Arcobaleno SX","Arcobaleno SX","Emmeti S.p.A.","003BN/0","ICIM"]
["ü Eligible",null,"2012-03-07",null,"Solar Thermal","Flat Plate Collector","Arcobaleno SXE","Arcobaleno SXE","Emmeti S.p.A.","011-7S1810 F","DIN CERTCO"]
["ü Eligible",null,"2009-07-14",null,"Solar Thermal","Flat Plate Collector","Arcobaleno SXI","Arcobaleno SXI","Emmeti S.p.A.","011-7S1267 F","DIN CERTCO"]
["ü Eligible",null,"2009-07-14",null,"Solar Thermal","Flat Plate Collector","Arcobaleno SXT","Arcobaleno SXT","Emmeti S.p.A.","011-7S1266 F","DIN CERTCO"]
["ü Eligible",null,"2012-03-07",null,"Solar Thermal","Flat Plate Collector","Arcobaleno SXTO, Arcobaleno SXTV","Arcobaleno SXTO, Arcobaleno SXTV","Emmeti S.p.A.","011-7S1809 F","DIN CERTCO"]
["ü Eligible",null,"2013-01-31",null,"Solar Thermal","Flat Plate Collector","ARD-2.0","ARD-2.0","Kassol Co., LTD","SP SC0174-13","SP"]
["ü Eligible",null,"2009-07-15",null,"Solar Thermal","Flat Plate Collector","ARIS 2003","ARIS 2003","SAMMLER solar SA","011-7S493 F","DIN CERTCO"]
["ü Eligible",null,"2009-07-15",null,"Solar Thermal","Flat Plate Collector","ARIS 2004 H","ARIS 2004 H","SAMMLER solar SA","011-7S489 F","DIN CERTCO"]
["ü Eligible",null,"2008-09-03",null,"Solar Thermal","Flat Plate Collector","ARIS 2004. ARIS 2504","ARIS 2004. ARIS 2504","SAMMLER solar SA","011-7S494 F","DIN CERTCO"]
["ü Eligible",null,"2009-07-15",null,"Solar Thermal","Flat Plate Collector","ARISTON KAIROS SYS 2.0","ARISTON KAIROS SYS 2.0","Ariston Thermo SpA","015BN/0","ICIM"]
["ü Eligible",null,"2012-06-25",null,"Solar Thermal","Flat Plate Collector","ARISTON KAIROS XP2.5-1 V, ARISTON KAIROS XP2.5-1 H","ARISTON KAIROS XP2.5-1 V, ARISTON KAIROS XP2.5-1 H","Ariston Thermo SpA","011-7S1945 F","DIN CERTCO"]
["ü Eligible",null,"2013-11-05",null,"Solar Thermal","Flat Plate Collector","ARK PRO","ARK PRO","BRAMAC Dachsysteme International GmbH","011-7S2274 F","Din Certco",null,null,null,null,null,null,null,null,null,null,null,null,null,null,null,null,null,null,null,null,null,"Yes",null,null,null,"BBA","NO"]
["ü Eligible",null,"2013-11-05",null,"Solar Thermal","Flat Plate Collector","ARK PRO SUM","ARK PRO SUM","BRAMAC Dachsysteme International GmbH","011-7S2275 F","Din Certco"]
["ü Eligible",null,"2009-07-14",null,"Solar Thermal","Flat Plate Collector","ARK24S1","ARK24S1","SolarOne GmbH","011-7S1264 F","DIN CERTCO"]
["ü Eligible",null,"2009-07-14",null,"Solar Thermal","Flat Plate Collector","ARK24U1","ARK24U1","SolarOne GmbH","011-7S1263 F","DIN CERTCO"]
["? To be determined",null,"2009-07-14",null,"Solar Thermal","Flat Plate Collector","Artiga SAPHIRLINE, Artiga SAPHIRLINE - Q","Artiga SAPHIRLINE, Artiga SAPHIRLINE - Q","UHT Union Haustechnik GmbH","011-7S1606 F","DIN CERTCO"]
["ü Eligible",null,"2009-07-15",null,"Solar Thermal","Flat Plate Collector","AS 215","AS 215","ALTUS ENERGY","011-7S395 F","DIN CERTCO"]
["ü Eligible",null,"2009-07-15",null,"Solar Thermal","Flat Plate Collector","AS 250","AS 250","ALTUS ENERGY","011-7S423 F","DIN CERTCO"]
["ü Eligible",null,"2009-07-15",null,"Solar Thermal","Flat Plate Collector","AS 4,8 7,2 9,6 12 14 17 19 4 6 8 10 14 16 4,5 7,5 9 10,5 5,4 7,2 4,5 (Reihe G, Stdandard, M, FL, SL)","AS 4,8 7,2 9,6 12 14 17 19 4 6 8 10 14 16 4,5 7,5 9 10,5 5,4 7,2 4,5 (Reihe G, Stdandard, M, FL, SL)","Aquasol AB","011-7S612 F","DIN CERTCO"]
["ü Eligible",null,"2009-07-14",null,"Solar Thermal","Flat Plate Collector","AS+","AS+","ENERGIE SOLAIRE S.A.","011-7S1437 F","DIN CERTCO"]
["ü Eligible",null,"2009-07-15",null,"Solar Thermal","Flat Plate Collector","AS-1.8M, AS-2.0M, AS-2.2M, AS-2.4M, AS-2.6M","AS-1.8M, AS-2.0M, AS-2.2M, AS-2.4M, AS-2.6M","Astersa Aplicaciones Solares S/A","011-7S508 F","DIN CERTCO"]
["ü Eligible",null,"2009-07-15",null,"Solar Thermal","Flat Plate Collector","AS-2.2MAR AS-2.6MAR,","AS-2.2MAR AS-2.6MAR,","Astersa Aplicaciones Solares S/A","011-7S509 F","DIN CERTCO"]
["ü Eligible",null,"2009-07-15",null,"Solar Thermal","Flat Plate Collector","AS-EFK 2.2","AS-EFK 2.2","AS Solar GmbH","011-7S208 F","DIN CERTCO"]
["ü Eligible",null,"2009-07-15",null,"Solar Thermal","Flat Plate Collector","AS-FK 2.3","AS-FK 2.3","AS Solar GmbH","011-7S446 F","DIN CERTCO"]
["ü Eligible",null,"2012-06-27",null,"Solar Thermal","Flat Plate Collector","AS-FK 2.5 WLT","AS-FK 2.5 WLT","AS Solar GmbH","011-7S1931 F","DIN CERTCO"]
["ü Eligible",null,"2012-08-31","2017-09-30","Solar Thermal","Flat Plate Collector","Asis One Solar  Collectors","Asis One 1ª","Mint Renewables Ltd","BBA 0133/01","BBA"]
["ü Eligible",null,"2012-09-26",null,"Solar Thermal","Flat Plate Collector","ASSOS ST 2000, ASSOS ST 2500","ASSOS ST 2000, ASSOS ST 2500","Solarnet S.A.","PSK-086/2012","CERTIF"]
["ü Eligible",null,"2012-07-25",null,"Solar Thermal","Flat Plate Collector","ASTRAL HS 7500","ASTRAL HS 7500","HS France","011-7S1953 F","DIN CERTCO"]
["ü Eligible",null,"2011-05-20","2018-09-08","Solar Thermal","Flat Plate Collector","ATAG Q SOLAR 20 PLUS","ATAG Q SOLAR 20 PLUS","Atag Verwarming Nederland BV","TSU 002-13/D","TSU"]
["ü Eligible",null,"2009-07-14",null,"Solar Thermal","Flat Plate Collector","ATAG solar collector on roof COP2506U, COP2306U","ATAG solar collector on roof COP2506U, COP2306U","Atag Verwarming Nederland BV","011-7S1151 F","DIN CERTCO"]
["ü Eligible",null,"2014-11-13",null,"Solar Thermal","Flat Plate Collector","Atlas Solar Collector 1.3 gs","1.3GS","Sundwel Solar Ltd.","BSI KM 558422","BSI",null,"ü YES"]
["ü Eligible",null,"2011-05-20",null,"Solar Thermal","Flat Plate Collector","ATMOSPHERE 2.3","ATMOSPHERE 2.3","ATMOS Zentrallager GmbH","011-7S2333 F","DIN CERTCO"]
["ü Eligible",null,"2009-07-14",null,"Solar Thermal","Flat Plate Collector","ATTACK Solartherm HSA 200","ATTACK Solartherm HSA 200","Attack, s.r.o.","011-7S1567 F","DIN CERTCO"]
["ü Eligible",null,"2011-05-17",null,"Solar Thermal","Flat Plate Collector","Aufbau A220, A8030","Aufbau A220, A8030","S.S.T. Solar System Technik GmbH","011-7S1589 F","DIN CERTCO"]
["ü Eligible",null,"2009-07-15",null,"Solar Thermal","Flat Plate Collector","Aufbau AA, Einbau EA","Aufbau AA, Einbau EA","S.S.T. Solar System Technik GmbH","011-7S843 F","DIN CERTCO"]
["ü Eligible",null,"2009-07-15",null,"Solar Thermal","Flat Plate Collector","AUREA H1","AUREA H1","Auer-Gianola","011-7S841 F","DIN CERTCO"]
["ü Eligible",null,"2016-12-23",null,"Solar Thermal","Flat Plate Collector","auroTHERM Classic ","auroTHERM Classic VFK 140/2 VD","Vaillant Group UK Ltd","KIWA 00017/002 ST","KIWA"]
["ü Eligible",null,"2013-03-27",null,"Solar Thermal","Flat Plate Collector","AWKh PRO, AWKq PRO","AWKh PRO, AWKq PRO","BRAMAC Dachsysteme International GmbH","011-7S2055 F","DIN CERTCO"]
["ü Eligible",null,"2009-07-15",null,"Solar Thermal","Flat Plate Collector","AZ HP 58-20","AZ HP 58-20","Annette Ziegler Projektentwicklung","011-7S805 R","DIN CERTCO"]
["ü Eligible",null,"2009-07-14",null,"Solar Thermal","Flat Plate Collector","AZUR 8+ 2.8H, AZUR 8+ 2.8V","AZUR 8+ 2.8H, AZUR 8+ 2.8V","Agena Energies SA","011-7S1532 F","DIN CERTCO"]
["ü Eligible",null,"2009-07-15",null,"Solar Thermal","Flat Plate Collector","BAC 100X200","BAC 100X200","MALTEZOS, S.A.","87/01.19/2","MIRTEC"]
["ü Eligible",null,"2009-07-15",null,"Solar Thermal","Flat Plate Collector","BAC 100X200","BAC 100X200","MALTEZOS, S.A.","SC-C-002/13","MIRTEC"]
["ü Eligible",null,"2009-07-14",null,"Solar Thermal","Flat Plate Collector","Barilla F22 AR","Barilla F22 AR","Barilla Limited","011-7S1580 F","DIN CERTCO"]
["ü Eligible",null,"2011-07-14",null,"Solar Thermal","Flat Plate Collector","Base Collector Plus, Base Collector","Base Collector Plus, Base Collector","Idrosistermi S. r. l.","078/000009","AENOR"]
["ü Eligible",null,"2009-07-15",null,"Solar Thermal","Flat Plate Collector","Basic","Basic","FK Solartechnik GmbH","011-7S263 F","DIN CERTCO"]
["ü Eligible",null,"2009-07-14",null,"Solar Thermal","Flat Plate Collector","Baxi FK8200","Baxi FK8200","Baxi Heating UK Ltd","011-7S1273 F","DIN CERTCO"]
["ü Eligible",null,"2009-07-14",null,"Solar Thermal","Flat Plate Collector","Baxi In-Roof Panel IDMK 2.5, Potterton In-Roof Panel IDMK 2.5","Baxi In-Roof Panel IDMK 2.5, Potterton In-Roof Panel IDMK 2.5","Baxi Heating UK Ltd","011-7S1042 F","DIN CERTCO"]
["ü Eligible",null,"2011-05-20",null,"Solar Thermal","Flat Plate Collector","BAXI MEDITERRANEO 200","BAXI MEDITERRANEO 200","BDR Thermea Group B.V.","078/000158","AENOR"]
["ü Eligible",null,"2011-05-20",null,"Solar Thermal","Flat Plate Collector","BAXI MEDITERRANEO 250","BAXI MEDITERRANEO 250","BDR Thermea Group B.V.","078/000160","AENOR"]
["ü Eligible",null,"2011-05-20",null,"Solar Thermal","Flat Plate Collector","BAXI SB 20 + V","BAXI SB 20 + V","BDR Thermea Group B.V.","078/000105","AENOR"]
["ü Eligible",null,"2011-05-20",null,"Solar Thermal","Flat Plate Collector","BAXI SB 20+ 0","BAXI SB 20+ 0","BDR Thermea Group B.V.","078/000129","AENOR"]
["ü Eligible",null,"2011-05-20",null,"Solar Thermal","Flat Plate Collector","BAXI SB 20+0","BAXI SB 20+0","BDR Thermea Group B.V.","078/000088","AENOR"]
["ü Eligible",null,"2012-06-01",null,"Solar Thermal","Flat Plate Collector","BAXI SB 20+V","BAXI SB 20+V","BDR Thermea Group B.V.","078/000048","AENOR"]
["ü Eligible",null,"2011-05-20",null,"Solar Thermal","Flat Plate Collector","BAXI SB 21 +","BAXI SB 21 +","BDR Thermea Group B.V.","078/000147","AENOR"]
["ü Eligible",null,"2012-05-23",null,"Solar Thermal","Flat Plate Collector","BAXI SB 21+","BAXI SB 21+","BDR Thermea Group B.V.","078/000046","AENOR"]
["ü Eligible",null,"2011-05-20",null,"Solar Thermal","Flat Plate Collector","BAXI SB 25+ 0","BAXI SB 25+ 0","BDR Thermea Group B.V.","078/000113","AENOR"]
["ü Eligible",null,"2011-05-20",null,"Solar Thermal","Flat Plate Collector","BAXI SB 25+ V","BAXI SB 25+ V","BDR Thermea Group B.V.","078/000130","AENOR"]
["ü Eligible",null,"2012-06-01",null,"Solar Thermal","Flat Plate Collector","BAXI SB 25+V","BAXI SB 25+V","BDR Thermea Group B.V.","078/000074","AENOR"]
["ü Eligible",null,"2012-06-01",null,"Solar Thermal","Flat Plate Collector","BAXI SB25+O","BAXI SB25+O","BDR Thermea Group B.V.","078/000075","AENOR"]
["ü Eligible",null,"2011-05-20",null,"Solar Thermal","Flat Plate Collector","BAXI SOL 200","BAXI SOL 200","BDR Thermea Group B.V.","078/000159","AENOR"]
["ü Eligible",null,"2011-05-20",null,"Solar Thermal","Flat Plate Collector","BAXI SOL 200 H","BAXI SOL 200 H","BDR Thermea Group B.V.","078/000162","AENOR",null,null,null,null,null,null,null,null,null,null,null,null,null,null,null,null,null,null,null,null,null,"Yes",null,null,null,"BRE","YES"]
["ü Eligible",null,"2012-06-01",null,"Solar Thermal","Flat Plate Collector","BAXI SOL 200L","BAXI SOL 200L","BDR Thermea Group B.V.","078/000078","AENOR"]
["ü Eligible",null,"2012-06-01",null,"Solar Thermal","Flat Plate Collector","BAXI SOL 200P","BAXI SOL 200P","BDR Thermea Group B.V.","078/000079","AENOR"]
["ü Eligible",null,"2012-06-01",null,"Solar Thermal","Flat Plate Collector","BAXI SOL 250","BAXI SOL 250","BDR Thermea Group B.V.","078/000068","AENOR"]
["ü Eligible",null,"2011-05-20",null,"Solar Thermal","Flat Plate Collector","BAXI SOL 250","BAXI SOL 250","BDR Thermea Group B.V.","078/000133","AENOR"]
["ü Eligible",null,"2011-05-20",null,"Solar Thermal","Flat Plate Collector","BAXI SOL 250 H","BAXI SOL 250 H","BDR Thermea Group B.V.","078/000161","AENOR",null,null,null,null,null,null,null,null,0,0,0,0,0,0,0,0,0,0,0,0,0,"Yes",null,null,null,"Kiwa","YES"]
["ü Eligible",null,"2012-06-01",null,"Solar Thermal","Flat Plate Collector","BAXI SOL 250L","BAXI SOL 250L","BDR Thermea Group B.V.","078/000083","AENOR"]
["ü Eligible",null,"2012-06-01",null,"Solar Thermal","Flat Plate Collector","BAXI SOL 250P","BAXI SOL 250P","BDR Thermea Group B.V.","078/000054","AENOR"]
["ü Eligible",null,"2011-04-08","2017-11-12","Solar Thermal","Flat Plate Collector","Baxi Solar Collectors","SOL 200","Baxi Heating UK Ltd","BBA 0075/01","BBA"]
["ü Eligible",null,"2011-04-08","2017-11-12","Solar Thermal","Flat Plate Collector","Baxi Solar Collectors","SOL 200H","Baxi Heating UK Ltd","BBA 0075/02","BBA"]
["ü Eligible",null,"2011-04-08","2017-11-12","Solar Thermal","Flat Plate Collector","Baxi Solar Collectors","SOL 250","Baxi Heating UK Ltd","BBA 0075/03","BBA"]
["ü Eligible",null,"2011-04-08","2017-11-12","Solar Thermal","Flat Plate Collector","Baxi Solar Collectors","SOL 250H","Baxi Heating UK Ltd","BBA 0075/04","BBA"]
["ü Eligible",null,"2009-07-15",null,"Solar Thermal","Flat Plate Collector","Baxigroup In-Roof Panel 2.5","Baxigroup In-Roof Panel 2.5","Baxi Heating UK Ltd","011-7S723 F","DIN CERTCO"]
["ü Eligible",null,"2012-05-23",null,"Solar Thermal","Flat Plate Collector","BAXIROCA MEDITERRANEO 200","BAXIROCA MEDITERRANEO 200","BDR Thermea Group B.V.","078/000044","AENOR"]
["ü Eligible",null,"2012-05-23",null,"Solar Thermal","Flat Plate Collector","BAXIROCA MEDITERRANEO 250","BAXIROCA MEDITERRANEO 250","BDR Thermea Group B.V.","078/000045","AENOR"]
["ü Eligible",null,"2012-06-01",null,"Solar Thermal","Flat Plate Collector","BAXIROCA SOL 200","BAXIROCA SOL 200","BDR Thermea Group B.V.","078/000062","AENOR"]
["ü Eligible",null,"2012-06-01",null,"Solar Thermal","Flat Plate Collector","BAXIROCA SOL 200 H","BAXIROCA SOL 200 H","BDR Thermea Group B.V.","078/000076","AENOR"]
["ü Eligible",null,"2012-06-01",null,"Solar Thermal","Flat Plate Collector","BAXIROCA SOL 250","BAXIROCA SOL 250","BDR Thermea Group B.V.","078/000049","AENOR"]
["ü Eligible",null,"2012-06-01",null,"Solar Thermal","Flat Plate Collector","BAXIROCA SOL 250 H","BAXIROCA SOL 250 H","BDR Thermea Group B.V.","078/000069","AENOR"]
["ü Eligible",null,"2011-05-20",null,"Solar Thermal","Flat Plate Collector","BFK240","BFK240","Biotech Energietechnik GmbH","011-7S328 F","DIN CERTCO"]
["ü Eligible",null,"2009-07-15",null,"Solar Thermal","Flat Plate Collector","BFK240","BFK240","Biotech Energietechnik GmbH","011-7S328F","DIN CERTCO"]
["ü Eligible",null,"2014-05-29",null,"Solar Thermal","Flat Plate Collector","BLU  BLUx","BLU  BLUx","SOLEX SRL","011-7S2360 F","DIN CERTCO"]
["ü Eligible",null,"2011-05-20",null,"Solar Thermal","Flat Plate Collector","Blue Power \"Premium\"","Blue Power \"Premium\"","S+K GmbH Haustechnik","011-7S2332 F","DIN CERTCO"]
["ü Eligible",null,"2009-07-14",null,"Solar Thermal","Flat Plate Collector","BluePower 3000 S, BluePower 3000 SU","BluePower 3000 S, BluePower 3000 SU","S+K GmbH Haustechnik","011-7S1142 F","DIN CERTCO"]
["ü Eligible",null,"2009-07-15",null,"Solar Thermal","Flat Plate Collector","Bluestar Al (Bluestar S, Bluestar L, Bluestar XL, Bluestar XXL)","Bluestar Al (Bluestar S, Bluestar L, Bluestar XL, Bluestar XXL)","Eraslanlar Insaat San. Ve Tic. Ltd.","011-7S807 F","DIN CERTCO"]
["ü Eligible",null,"2009-07-15",null,"Solar Thermal","Flat Plate Collector","Bluestar Cu (Bluestar S, Bluestar L, Bluestar XL, Bluestar XXL)","Bluestar Cu (Bluestar S, Bluestar L, Bluestar XL, Bluestar XXL)","Eraslanlar Insaat San. Ve Tic. Ltd.","011-7S806 F","DIN CERTCO"]
["ü Eligible",null,"2009-07-15",null,"Solar Thermal","Flat Plate Collector","Bluestar L","Bluestar L","Eraslanlar Insaat San. Ve Tic. Ltd.","011-7S392 F","DIN CERTCO"]
["ü Eligible",null,"2014-02-03",null,"Solar Thermal","Flat Plate Collector","BLUh* BLUhX","BLUh* BLUhX","SOLEX SRL","011-7S2299 F","Din Certco"]
["ü Eligible",null,"2013-10-09",null,"Solar Thermal","Flat Plate Collector","BLUh*, BLUhx","BLUh*, BLUhx","SUNERG SOLAR s.r.l","011-7S2234 F","DIN CERTCO"]
["ü Eligible",null,"2009-07-15",null,"Solar Thermal","Flat Plate Collector","BMS-FK2000","BMS-FK2000","BMS-Energietechnik AG","011-7S862 F","DIN CERTCO"]
["ü Eligible",null,"2011-09-26",null,"Solar Thermal","Flat Plate Collector","BOSC1","BOSC1","Blue Ocean Solar System","011-7S1717 F","DIN CERTCO"]
["ü Eligible",null,"2009-07-15",null,"Solar Thermal","Flat Plate Collector","Bosch FCB-1s","Bosch FCB-1s","Bosch Thermotechnik GmbH","011-7S1083 F","DIN CERTCO"]
["ü Eligible",null,"2012-11-20",null,"Solar Thermal","Flat Plate Collector","Bosch FCB220-2V","Bosch FCB220-2V","Bosch Thermotechnik GmbH","011-7S1921 F","DIN CERTCO"]
["ü Eligible",null,"2011-05-20",null,"Solar Thermal","Flat Plate Collector","Bosch FCB220-2V","Bosch FCB220-2V","Bosch Thermotechnik GmbH","011-7S2203 F","DIN CERTCO"]
["ü Eligible",null,"2009-07-14",null,"Solar Thermal","Flat Plate Collector","Bosch FCC 1S","Bosch FCC 1S","Bosch Thermotechnik GmbH","011-7S1146 F","DIN CERTCO"]
["ü Eligible",null,"2012-08-01",null,"Solar Thermal","Flat Plate Collector","Bosch FCC220-2V","Bosch FCC220-2V","Bosch Thermotechnik GmbH","011-7S2181 F","DIN CERTCO"]
["ü Eligible",null,"2011-07-05",null,"Solar Thermal","Flat Plate Collector","Bosch FKC-1S, Bosch FKC-1W","Bosch FKC-1S, Bosch FKC-1W","Bosch Thermotechnik GmbH","011-7S1329 F","DIN CERTCO"]
["ü Eligible",null,"2011-05-20",null,"Solar Thermal","Flat Plate Collector","Bosch FKC-2S","Bosch FKC-2S","Bosch Thermotechnik GmbH","011-7S2243 F","DIN CERTCO"]
["ü Eligible",null,"2011-05-20",null,"Solar Thermal","Flat Plate Collector","Bosch FKC-2W","Bosch FKC-2W","Bosch Thermotechnik GmbH","011-7S1715 F","DIN CERTCO"]
["ü Eligible",null,"2011-05-20",null,"Solar Thermal","Flat Plate Collector","Bosch FKC-2W","Bosch FKC-2W","Bosch Thermotechnik GmbH","011-7S2215 F","DIN CERTCO"]
["ü Eligible",null,"2012-02-08",null,"Solar Thermal","Flat Plate Collector","Bosch FKS-1S / Bosch FKS-1W","Bosch FKS-1S / Bosch FKS-1W","Bosch Thermotechnik GmbH","011-7S1806 F","DIN CERTCO"]
["ü Eligible",null,"2009-07-14",null,"Solar Thermal","Flat Plate Collector","Bosch FKT-1S, Bosch FKT-1W","Bosch FKT-1S, Bosch FKT-1W","Bosch Thermotechnik GmbH","011-7S1328 F","DIN CERTCO",null,null,null,null,null,null,null,null,null,null,null,null,null,null,null,null,null,null,null,null,null,"Yes",null,null,null,"BBA","NO"]
["ü Eligible",null,"2009-04-24",null,"Solar Thermal","Flat Plate Collector","Bosch FKT-1S/Bosch FKT-1W","Bosch FKT-1S/Bosch FKT-1W","Bosch Thermotechnik GmbH","011-7S766 F","DIN CERTCO"]
["ü Eligible",null,"2013-06-10",null,"Solar Thermal","Flat Plate Collector","Bosch FS 226-V2","Bosch FS 226-V2","Bosch Thermotechnik GmbH","011-7S2079 F","DIN CERTCO"]
["ü Eligible",null,"2014-07-17",null,"Solar Thermal","Flat Plate Collector","Bosch FS226-2H","Bosch FS226-2H","Bosch Thermotechnik GmbH","011-7S2270 F","DIN CERTCO"]
["ü Eligible",null,"2014-07-17",null,"Solar Thermal","Flat Plate Collector","Bosch FS226-2V","Bosch FS226-2V","Bosch Thermotechnik GmbH","011-7S2272 F","DIN CERTCO"]
["ü Eligible",null,"2013-07-09",null,"Solar Thermal","Flat Plate Collector","Bosch FT 226-H2","Bosch FT 226-H2","Bosch Thermotechnik GmbH","011-7S2072 F","DIN CERTCO"]
["ü Eligible",null,"2012-07-17",null,"Solar Thermal","Flat Plate Collector","Braas TK 4, Braas TK 6, Braas TK 8, Braas TK 10, Bramac Solardach PRO 4E, Bramac Solardach PRO 6E, Bramac Solardach PRO 8E, Bramac Solardach PRO 10E","Braas TK 4, Braas TK 6, Braas TK 8, Braas TK 10, Bramac Solardach PRO 4E, Bramac Solardach PRO 6E, Bramac Solardach PRO 8E, Bramac Solardach PRO 10E","Monier GmbH","011-7S1753 F","DIN CERTCO"]
["ü Eligible",null,"2009-07-14",null,"Solar Thermal","Flat Plate Collector","Braas TK 4,6,8,10","Braas TK 4,6,8,10","Monier GmbH","011-7S1467 F","DIN CERTCO"]
["ü Eligible",null,"2009-07-15",null,"Solar Thermal","Flat Plate Collector","Bramac SolarDach BSD4E, BSD6E, BSD8E, BSD10E","Bramac SolarDach BSD4E, BSD6E, BSD8E, BSD10E","BRAMAC Dachsysteme International GmbH","011-7S561 F","DIN CERTCO"]
["ü Eligible",null,"2009-07-15",null,"Solar Thermal","Flat Plate Collector","BRAUN-Tinox 2,1, BRAUN-Tinox 2,5","BRAUN-Tinox 2,1, BRAUN-Tinox 2,5","Exclusive Home GmbH","011-7S1094 F","DIN CERTCO"]
["ü Eligible",null,"2009-07-15",null,"Solar Thermal","Flat Plate Collector","BRS10S - BRS11S - BRS12S","BRS10S - BRS11S - BRS12S","Lordan","011-7S340 F","DIN CERTCO"]
["ü Eligible",null,"2011-05-20","2018-01-06","Solar Thermal","Flat Plate Collector","BS Solid Green SSK 20*","BS Solid Green SSK 20*","B&S Wärmetechnik und Wohnen","011-7S2321 F","DIN CERTCO"]
["ü Eligible",null,"2012-01-15",null,"Solar Thermal","Flat Plate Collector","BSF 8680RS-1,5m²,BSF 8680RS-1,82m², BSF 8680RS-2,0m², BSF 8680RS-2,37m²","BSF 8680RS-1,5m²,BSF 8680RS-1,82m², BSF 8680RS-2,0m², BSF 8680RS-2,37m²","PAPAEMMANOUEL S.A.","SKM/9908/1","DQS Hellas"]
["ü Eligible",null,"2009-07-15",null,"Solar Thermal","Flat Plate Collector","BSF 8680RS-1.5m², 1.82 m², 2.0 m², 2.37 m²","BSF 8680RS-1.5m², 1.82 m², 2.0 m², 2.37 m²","PAPAEMMANOUEL S.A.","938/01.19/1","MIRTEC"]
["ü Eligible",null,"2009-07-15",null,"Solar Thermal","Flat Plate Collector","BSK240","BSK240","Biotech Energietechnik GmbH","011-7S327F","DIN CERTCO"]
["ü Eligible",null,"2009-07-15",null,"Solar Thermal","Flat Plate Collector","Bt","Bt","Solahart Industries Pty Ltd.","011-7S012 F","DIN CERTCO"]
["ü Eligible",null,"2009-07-15",null,"Solar Thermal","Flat Plate Collector","Buderus CKE 1.0-s","Buderus CKE 1.0-s","Bosch Thermotechnik GmbH","011-7S1084 F","DIN CERTCO"]
["ü Eligible",null,"2009-07-14",null,"Solar Thermal","Flat Plate Collector","Buderus CKN 1.0-s","Buderus CKN 1.0-s","Bosch Thermotechnik GmbH","011-7S1145 F","DIN CERTCO"]
["ü Eligible",null,"2012-08-01",null,"Solar Thermal","Flat Plate Collector","Buderus CKN 2.0-s","Buderus CKN 2.0-s","Bosch Thermotechnik GmbH","011-7S1924 F","DIN CERTCO"]
["ü Eligible",null,"2011-06-24",null,"Solar Thermal","Flat Plate Collector","Buderus Logasol SKN 4.0-s","Buderus Logasol SKN 4.0-s","Bosch Thermotechnik GmbH","011-7S1587 F","DIN CERTCO"]
["ü Eligible",null,"2009-07-14",null,"Solar Thermal","Flat Plate Collector","Buderus Logasol SKN 4.0-w","Buderus Logasol SKN 4.0-w","Bosch Thermotechnik GmbH","011-7S1719 F","DIN CERTCO"]
["ü Eligible",null,"2009-07-15",null,"Solar Thermal","Flat Plate Collector","Buderus Logasol SKS4.0-s, Buderus Logasol SKS4.0-w","Buderus Logasol SKS4.0-s, Buderus Logasol SKS4.0-w","Bosch Thermotechnik GmbH","011-7S052 F","DIN CERTCO"]
["ü Eligible",null,"2014-07-17",null,"Solar Thermal","Flat Plate Collector","Buderus Logasol SKS5.0-s","Buderus Logasol SKS5.0-s","Bosch Thermotechnik GmbH","011-7S2273 F.","DIN CERTCO"]
["ü Eligible",null,"2014-07-17",null,"Solar Thermal","Flat Plate Collector","Buderus Logasol SKS5.0-w","Buderus Logasol SKS5.0-w","Bosch Thermotechnik GmbH","011-7S2271 F.","DIN CERTCO"]
["ü Eligible",null,"2009-07-15",null,"Solar Thermal","Flat Plate Collector","Buderus SKE 2.0 S","Buderus SKE 2.0 S","Bosch Thermotechnik GmbH","011-7S764 F","DIN CERTCO"]
["ü Eligible",null,"2009-07-15",null,"Solar Thermal","Flat Plate Collector","Buderus SKN 3.0 S/SKN 3.0 W","Buderus SKN 3.0 S/SKN 3.0 W","Bosch Thermotechnik GmbH","011-7S761 F","DIN CERTCO"]
["ü Eligible",null,"2013-06-10",null,"Solar Thermal","Flat Plate Collector","Buderus SKT 1.0-s","Buderus SKT 1.0-s","Bosch Thermotechnik GmbH","011-7S2081 F","DIN CERTCO"]
["ü Eligible",null,"2013-07-09",null,"Solar Thermal","Flat Plate Collector","Buderus SKT 1.0-w","Buderus SKT 1.0-w","Bosch Thermotechnik GmbH","011-7S2074 F","DIN CERTCO"]
["ü Eligible",null,"2012-04-24",null,"Solar Thermal","Flat Plate Collector","BUENO 2.0","BUENO 2.0","EcoJura Sp. z o.o.","011-7S1762 F","DIN CERTCO"]
["ü Eligible",null,"2009-07-15",null,"Solar Thermal","Flat Plate Collector","BWK 90/1, BWK 90/2, SUNblue 21, SUNblue 25","BWK 90/1, BWK 90/2, SUNblue 21, SUNblue 25","Sunset Energietechnik GmbH","011-7s860 F","DIN CERTCO"]
["ü Eligible",null,"2009-07-15",null,"Solar Thermal","Flat Plate Collector","C 165S, C 200S","C 165S, C 200S","THERMOHELLAS S.A.","815/01.19/1","MIRTEC"]
["ü Eligible",null,"2013-03-01",null,"Solar Thermal","Flat Plate Collector","C.SOL 423 EKS","C.SOL 423 EKS","EKLOR","011-7S1603 F","DIN CERTCO"]
["ü Eligible",null,"2013-07-08",null,"Solar Thermal","Flat Plate Collector","C2","C2","NAU GmbH","011-7S2133 F","DIN CERTCO"]
["ü Eligible",null,"2013-12-15",null,"Solar Thermal","Flat Plate Collector","C2000 D12, C2500 D12","C2000 D12, C2500 D12","SYRIUS SOLAR INDUSTRY","OEM/9965/10/1","DQS Hellas"]
["ü Eligible",null,"2013-12-15",null,"Solar Thermal","Flat Plate Collector","C2000 D12, C2500 D12","C2000 D12, C2500 D12","SYRIUS SOLAR INDUSTRY","ΟΕΜ 9965/10/1","DQS Hellas"]
["ü Eligible",null,"2009-07-15",null,"Solar Thermal","Flat Plate Collector","C21t","C21t","Solar Century Holdings Ltd","011-7S447 F","DIN CERTCO"]
["ü Eligible",null,"2009-12-23",null,"Solar Thermal","Flat Plate Collector","C21t","C21t","Solar Century Holdings Ltd","MCS SC0020/01","BRE"]
["ü Eligible",null,"2011-05-20",null,"Solar Thermal","Flat Plate Collector","C8/11 HI Vertical, C8/11 HI horizontal","C8/11 HI Vertical, C8/11 HI horizontal","Savo-Solar Oy","PSK-037/2013","CERTIF"]
["ü Eligible",null,"2009-07-14",null,"Solar Thermal","Flat Plate Collector","CALERO 2700","CALERO 2700","WESTFA GmbH","011-7S1346 F","DIN CERTCO"]
["ü Eligible",null,"2011-06-20",null,"Solar Thermal","Flat Plate Collector","Caliber 216, Caliber 234","Caliber 216, Caliber 234","SIGURD TECHNOLOGIE, S.L.","011-7S1446 F","DIN CERTCO",null,null,null,null,null,null,null,null,null,null,null,null,null,null,null,null,null,null,null,null,null,"Yes",null,null,null,"BBA","NO"]
["ü Eligible",null,"2013-08-16",null,"Solar Thermal","Flat Plate Collector","CALORIO 25 H","CALORIO 25 H","Consolar GmbH Solare Heizungssysteme","011-7S2219 F","DIN CERTCO"]
["ü Eligible",null,"2013-08-19",null,"Solar Thermal","Flat Plate Collector","CALORIO 25 V","CALORIO 25 V","Consolar GmbH Solare Heizungssysteme","011-7S2218 F","DIN CERTCO"]
["ü Eligible",null,"2013-08-19",null,"Solar Thermal","Flat Plate Collector","CALORIO 25 VW","CALORIO 25 VW","Consolar GmbH Solare Heizungssysteme","011-7S2220 F","DIN CERTCO"]
["ü Eligible",null,"2012-08-27",null,"Solar Thermal","Flat Plate Collector","Calorio 2502","Calorio 2502","WESTFA GmbH","011-7S1405 F","DIN CERTCO"]
["ü Eligible",null,"2009-07-14",null,"Solar Thermal","Flat Plate Collector","CALORIO 2514","CALORIO 2514","WESTFA GmbH","011-7S1318 F","DIN CERTCO"]
["ü Eligible",null,"2012-08-27",null,"Solar Thermal","Flat Plate Collector","Calorio 2524","Calorio 2524","WESTFA GmbH","011-7S1407 F","DIN CERTCO"]
["ü Eligible",null,"2012-08-27",null,"Solar Thermal","Flat Plate Collector","CALORIO 2534, CALORIO 2504","CALORIO 2534, CALORIO 2504","WESTFA GmbH","011-7S1406 F","DIN CERTCO"]
["ü Eligible",null,"2011-05-30",null,"Solar Thermal","Flat Plate Collector","CALPAK 150G, 200G, 240G, 250G","CALPAK 150G, 200G, 240G, 250G","Cicero Hellas, S.A.","SKM/9907/2","DQS Hellas"]
["ü Eligible",null,"2011-05-30",null,"Solar Thermal","Flat Plate Collector","CALPAK 200GA, 240GA","CALPAK 200GA, 240GA","Cicero Hellas, S.A.","SKM/9907/3","DQS Hellas"]
["ü Eligible",null,"2013-12-23",null,"Solar Thermal","Flat Plate Collector","Calpak 6VTN,  7VTN,  8VTN, 9VTN, 10VTN, 12VTN, 14VTN, 16VTN","Calpak 6VTN,  7VTN,  8VTN, 9VTN, 10VTN, 12VTN, 14VTN, 16VTN","Cicero Hellas, S.A.","SKM 9954/2","NCSR Demokritos"]
["ü Eligible",null,"2013-03-15",null,"Solar Thermal","Flat Plate Collector","Capteur Helio Plan N / L20 HTF","Capteur Helio Plan N / L20 HTF","ACV International, S.A.","011-7S2119 F","DIN CERTCO"]
["ü Eligible",null,"2012-06-11",null,"Solar Thermal","Flat Plate Collector","CAS1-F8, CAS2-F8, CAS3-F8, CAS4-F8","CAS1-F8, CAS2-F8, CAS3-F8, CAS4-F8","Velpa Solar Heaters Ltd.","PSK-030/2012","CERTIF"]
["ü Eligible",null,"2009-07-15",null,"Solar Thermal","Flat Plate Collector","casaterm-alu","casaterm-alu","Casaton AG","011-7S885 F","DIN CERTCO"]
["ü Eligible",null,"2009-07-15",null,"Solar Thermal","Flat Plate Collector","casaterm-holz","casaterm-holz","Casaton AG","011-7S886 F","DIN CERTCO"]
["ü Eligible",null,"2009-07-15",null,"Solar Thermal","Flat Plate Collector","CC-MLF 215","CC-MLF 215","Carl Capito Heiztechnik GmbH","011-7S871 F","DIN CERTCO"]
["ü Eligible",null,"2009-07-14",null,"Solar Thermal","Flat Plate Collector","CC-PCW 252","CC-PCW 252","Carl Capito Heiztechnik GmbH","011-7S1153 F","DIN CERTCO"]
["ü Eligible",null,"2014-08-01",null,"Solar Thermal","flat Plate Collector","CF 2.0 A3, Kairos CF 2.0 A3, Zelios CF 2.0 A3","CF 2.0 A3, Kairos CF 2.0 A3, Zelios CF 2.0 A3","Tisun GMBH","132BN/0","ICIM"]
["ü Eligible",null,"2009-07-15",null,"Solar Thermal","Flat Plate Collector","CF 2.0, CF 2.0.A3P, CF 2.0.A4L, CF 2.0.A3L","CF 2.0, CF 2.0.A3P, CF 2.0.A4L, CF 2.0.A3L","Ariston Thermo SpA","014BN/0","ICIM"]
["ü Eligible",null,"2009-07-15",null,"Solar Thermal","Flat Plate Collector","CF SYS 2.5","CF SYS 2.5","Ariston Thermo SpA","013BN/0","ICIM"]
["ü Eligible",null,"2011-05-20",null,"Solar Thermal","Flat Plate Collector","CF SYS 2.5","CF SYS 2.5","Ariston Thermo SpA","013BN/1","ICIM"]
["ü Eligible",null,"2009-07-15",null,"Solar Thermal","Flat Plate Collector","CFK 1","CFK 1","Wolf GmbH","011-7S591 F","DIN CERTCO"]
["ü Eligible",null,"2009-07-15",null,"Solar Thermal","Flat Plate Collector","CFO2.5","CFO2.5","Hermann S.r.l.","011-7S795 F","DIN CERTCO"]
["ü Eligible",null,"2009-07-15",null,"Solar Thermal","Flat Plate Collector","CFS2.5","CFS2.5","Hermann S.r.l.","011-7S793 F","DIN CERTCO"]
["ü Eligible",null,"2009-07-15",null,"Solar Thermal","Flat Plate Collector","CFV2.5","CFV2.5","Hermann S.r.l.","011-7S794 F","DIN CERTCO",null,null,null,null,null,null,null,null,null,null,null,null,null,null,null,null,null,null,null,null,null,"Yes",null,null,null,"BBA","NO"]
["ü Eligible",null,"2009-07-15",null,"Solar Thermal","Flat Plate Collector","Chaffoteaux mod ZELIOS CN2.0","Chaffoteaux mod ZELIOS CN2.0","Ariston Thermo SpA","041BN/0","ICIM"]
["ü Eligible",null,"2011-05-20",null,"Solar Thermal","Flat Plate Collector","CHAFFOTEAUX mod. ZELIOS CF 2.0, CF 2.0.A3P, CF 2.0.A4L, CF 2.0.A3L","CHAFFOTEAUX mod. ZELIOS CF 2.0, CF 2.0.A3P, CF 2.0.A4L, CF 2.0.A3L","Ariston Thermo SpA","019BN/1","ICIM"]
["ü Eligible",null,"2011-05-20",null,"Solar Thermal","Flat Plate Collector","CHAFFOTEAUX mod. ZELIOS SYS 2.5","CHAFFOTEAUX mod. ZELIOS SYS 2.5","Ariston Thermo SpA","016BN/1","ICIM"]
["ü Eligible",null,"2009-07-15",null,"Solar Thermal","Flat Plate Collector","Chaffoteaux Zelios 2.5","Chaffoteaux Zelios 2.5","Ariston Thermo SpA","016BN/0","ICIM"]
["ü Eligible",null,"2013-09-30",null,"Solar Thermal","Flat Plate Collector","CHAFFOTEAUX ZELIOS XP 2.5-1 V, CHAFFOTEAUX ZELIOS XP 2.5-1 H","CHAFFOTEAUX ZELIOS XP 2.5-1 V, CHAFFOTEAUX ZELIOS XP 2.5-1 H","Ariston Thermo SpA","011-7S2257 F","DIN CERTCO"]
["ü Eligible",null,"2012-06-01",null,"Solar Thermal","Flat Plate Collector","CHAPPEE SOL 200","CHAPPEE SOL 200","BDR Thermea Group B.V.","078/000063","AENOR"]
["ü Eligible",null,"2011-05-20",null,"Solar Thermal","Flat Plate Collector","CHAPPEE SOL 200","CHAPPEE SOL 200","BDR Thermea Group B.V.","078/000107","AENOR"]
["ü Eligible",null,"2011-05-20",null,"Solar Thermal","Flat Plate Collector","CHAPPEE SOL 200 H","CHAPPEE SOL 200 H","BDR Thermea Group B.V.","078/000055","AENOR"]
["ü Eligible",null,"2011-05-20",null,"Solar Thermal","Flat Plate Collector","CHAPPEE SOL 200 H","CHAPPEE SOL 200 H","BDR Thermea Group B.V.","078/000134","AENOR"]
["ü Eligible",null,"2012-06-01",null,"Solar Thermal","Flat Plate Collector","CHAPPEE SOL 250","CHAPPEE SOL 250","BDR Thermea Group B.V.","078/000084","AENOR"]
["ü Eligible",null,"2011-05-20",null,"Solar Thermal","Flat Plate Collector","CHAPPEE SOL 250","CHAPPEE SOL 250","BDR Thermea Group B.V.","078/000141","AENOR"]
["ü Eligible",null,"2012-06-01",null,"Solar Thermal","Flat Plate Collector","CHAPPEE SOL 250 H","CHAPPEE SOL 250 H","BDR Thermea Group B.V.","078/000056","AENOR"]
["ü Eligible",null,"2011-05-20",null,"Solar Thermal","Flat Plate Collector","CHAPPEE SOL 250 H","CHAPPEE SOL 250 H","BDR Thermea Group B.V.","078/000114","AENOR"]
["ü Eligible",null,"2011-05-20",null,"Solar Thermal","Flat Plate Collector","CL ASA A MQ2.5 VT, CL ASA A MQ2.5OR *","CL ASA A MQ2.5 VT, CL ASA A MQ2.5OR *","Cordivari S.r.l.","011-7S2185 F","DIN CERTCO"]
["ü Eligible",null,"2011-05-20",null,"Solar Thermal","Flat Plate Collector","CL ASA A MQ2.5OR *","CL ASA A MQ2.5OR *","Cordivari S.r.l.","011-7S2311 F","DIN CERTCO"]
["ü Eligible",null,"2013-08-05",null,"Solar Thermal","Flat Plate Collector","CL BC A MQ2 VT*, CL BC A MQ2.5 VT","CL BC A MQ2 VT*, CL BC A MQ2.5 VT","Cordivari S.r.l.","011-7S2184 F","DIN CERTCO"]
["ü Eligible",null,"2009-07-14",null,"Solar Thermal","Flat Plate Collector","CLASSIC R 1.5, CLASSIC R 2.0, CLASSIC R 2.5","CLASSIC R 1.5, CLASSIC R 2.0, CLASSIC R 2.5","Eldominvest Ltd.","011-7S1764 F","DIN CERTCO"]
["ü Eligible",null,"2009-09-16",null,"Solar Thermal","Flat Plate Collector","Clearline Range of Solar Collectors","V15","Viridian Solar","BBA 0001/01"]
["ü Eligible",null,"2009-09-16","2018-01-07","Solar Thermal","Flat Plate Collector","Clearline Range of Solar Collectors","V15","Viridian Solar Limited","BBA 0001/01","BBA"]
["ü Eligible",null,"2009-09-16",null,"Solar Thermal","Flat Plate Collector","Clearline Range of Solar Collectors","V15, V20 and V30","Viridian Solar Limited","BBA 0001","BBA"]
["ü Eligible",null,"2009-09-16",null,"Solar Thermal","Flat Plate Collector","Clearline Range of Solar Collectors","V20","Viridian Solar","BBA 0001/02"]
["ü Eligible",null,"2009-09-16",null,"Solar Thermal","Flat Plate Collector","Clearline Range of Solar Collectors","V30","Viridian Solar","BBA 0001/03"]
["ü Eligible",null,"2009-09-16","2018-01-07","Solar Thermal","Flat Plate Collector","Clearline Range of Solar Collectors","V30","Viridian Solar Limited","BBA 0001/03","BBA"]
["ü Eligible",null,"2009-07-15",null,"Solar Thermal","Flat Plate Collector","Clearline V15, Clearline V20, Clearline V30","Clearline V15, Clearline V20, Clearline V30","Viridian Solar Limited","011-7S975 F","DIN CERTCO"]
["ü Eligible",null,"2009-07-14",null,"Solar Thermal","Flat Plate Collector","Clearline V30","Clearline V30","Viridian Solar Limited","011-7S1470 F","DIN CERTCO"]
["ü Eligible",null,"2009-07-15",null,"Solar Thermal","Flat Plate Collector","CLI M08 / S06 / S08 / U12 4000","CLI M08 / S06 / S08 / U12 4000","VELUX A/S","011-7S087 F","DIN CERTCO"]
["ü Eligible",null,"2009-07-15",null,"Solar Thermal","Flat Plate Collector","CLI U10 3000","CLI U10 3000","VELUX A/S","011-7S088 F","DIN CERTCO"]
["ü Eligible",null,"2011-05-23",null,"Solar Thermal","Flat Plate Collector","Clima BE Pro plus, Clima BE Ultra plus","Clima BE Pro plus, Clima BE Ultra plus","Sanitär Heinze","011-7S1605 F","DIN CERTCO"]
["ü Eligible",null,"2011-07-14",null,"Solar Thermal","Flat Plate Collector","Clima SAPHIRLINE, Clima SAPHIRLINE - Q","Clima SAPHIRLINE, Clima SAPHIRLINE - Q","Sanitär Heinze","011-7S1677 F","DIN CERTCO"]
["ü Eligible",null,"2011-05-20",null,"Solar Thermal","Flat Plate Collector","Clima SILVERLINE, Clima SILVERLINE Q","Clima SILVERLINE, Clima SILVERLINE Q","Sanitär Heinze","011-7S2312 F","DIN CERTCO"]
["ü Eligible",null,"2009-07-14",null,"Solar Thermal","Flat Plate Collector","Clima SILVERLINE, Clima SILVERLINE Q","Clima SILVERLINE, Clima SILVERLINE Q","Sanitär Heinze","26011-7S2312 F","DIN CERTCO"]
["ü Eligible",null,"2011-05-20",null,"Solar Thermal","Flat Plate Collector","Climasol 1.75, Climasol 2.00, Climasol 2.50, Climasol 2.70","Climasol 1.75, Climasol 2.00, Climasol 2.50, Climasol 2.70","Sole, S.A","PSK-001/2014","CERTIF"]
["ü Eligible",null,"2013-01-17",null,"Solar Thermal","Flat Plate Collector","Climasol 1.75, Climasol 2.00, Climasol 2.50, Climasol 2.70","Climasol 1.75, Climasol 2.00, Climasol 2.50, Climasol 2.70","Sole, S.A","PSK-003/2013","CERTIF"]
["ü Eligible",null,"2009-07-14",null,"Solar Thermal","Flat Plate Collector","Climasol 2.0","Climasol 2.0","Sole, S.A","011-7S1481 F","DIN CERTCO"]
["ü Eligible",null,"2009-07-14",null,"Solar Thermal","Flat Plate Collector","CNR 2.5","CNR 2.5","Hermann S.r.l.","011-7S1349 F","DIN CERTCO"]
["ü Eligible",null,"2012-07-16",null,"Solar Thermal","Flat Plate Collector","COBRA AC 2.7H, COBRA AC 2.7V","COBRA AC 2.7H, COBRA AC 2.7V","SOLTOP Schuppisser AG","011-7S1970 F","DIN CERTCO"]
["ü Eligible",null,"2014-05-16",null,"solar thermal","Flat Plate collector","COBRA AK 2.2 V, COBRA AK 2.3 H, COBRA AK 2.8 V, COBRA AK 2.8 H","COBRA AK 2.2 V, COBRA AK 2.3 H, COBRA AK 2.8 V, COBRA AK 2.8 H","SOLTOP Schuppisser AG","011-7S2296 F","DIN CERTCO"]
["ü Eligible",null,"2009-07-14",null,"Solar Thermal","Flat Plate Collector","COBRA Evo 2.0V, 2.3H, 2.3V, 2.8H, 2.8V","COBRA Evo 2.0V, 2.3H, 2.3V, 2.8H, 2.8V","SOLTOP Schuppisser AG","011-7S1586 F","DIN CERTCO"]
["ü Eligible",null,"2009-07-14",null,"Solar Thermal","Flat Plate Collector","COBRA Evo 2.8H, COBRA Evo 2.8V","COBRA Evo 2.8H, COBRA Evo 2.8V","SOLTOP Schuppisser AG","011-7S1331 F","DIN CERTCO"]
["ü Eligible",null,"2012-03-21",null,"Solar Thermal","Flat Plate Collector","COBRA Evo X 2.8V, COBRA Evo X 2.8H","COBRA Evo X 2.8V, COBRA Evo X 2.8H","SOLTOP Schuppisser AG","011-7S1870","DIN CERTCO"]
["ü Eligible",null,"2012-03-01",null,"Solar Thermal","Flat Plate Collector","COBRA Evo X 2.8V, COBRA Evo X 2.8H","COBRA Evo X 2.8V, COBRA Evo X 2.8H","SOLTOP Schuppisser AG","011-7S1870 F","DIN CERTCO"]
["ü Eligible",null,"2014-05-16",null,"solar thermal","Flat Plate collector","COBRALINO AK 2.2 V, COBRALINO AK 2.8 V, COBRALINO AK 2.8 H,","COBRALINO AK 2.2 V, COBRALINO AK 2.8 V, COBRALINO AK 2.8 H,","SOLTOP Schuppisser AG","011-7S2297 F","DIN CERTCO"]
["ü Eligible",null,"2009-07-14",null,"Solar Thermal","Flat Plate Collector","COBRALINO Evo 2.8H, COBRALINO Evo 2.8V","COBRALINO Evo 2.8H, COBRALINO Evo 2.8V","SOLTOP Schuppisser AG","011-7S1330 F","DIN CERTCO"]
["ü Eligible",null,"2014-09-17",null,"Solar Thermal","Flat Plate Collector","Colector Solar Orkli V-04211","Colector Solar Orkli V-04211","Orkli S. Coop.","OEM9964/1","NCSR"]
["ü Eligible",null,"2009-07-14",null,"Solar Thermal","Flat Plate Collector","Collettore Solar Piano CP 4 M, Collettore Solar Piano CP 4 XL","Collettore Solar Piano CP 4 M, Collettore Solar Piano CP 4 XL","Immergas S.p.A.","011-7S1756 F","DIN CERTCO"]
["ü Eligible",null,"2013-06-25",null,"Solar Thermal","Flat Plate Collector","Collettore Solare WKS-236","Collettore Solare WKS-236","Palazzetti Lelio Spa","011-7S2175 F","DIN CERTCO"]
["ü Eligible",null,"2012-10-31",null,"Solar Thermal","Flat Plate Collector","Comfort Solar","Comfort Solar","HGB Haustechnik Service GmbH & Co KG","011-7S2045 F","DIN CERTCO"]
["ü Eligible",null,"2011-08-04",null,"Solar Thermal","Flat Plate Collector","CONTRO","CONTRO","JARUS CMD Sp. o.o.","011-7S1618 F","DIN CERTCO"]
["ü Eligible",null,"2012-05-03",null,"Solar Thermal","Flat Plate Collector","COSMO 251RK, COSMO 251RKW","COSMO 251RK, COSMO 251RKW","Cosmo GmbH","011-7S1785 F","DIN CERTCO"]
["ü Eligible",null,"2013-11-11",null,"Solar Thermal","Flat Plate Collector","COSMO CFK254W, CFK254WW","COSMO CFK254W, CFK254WW","Cosmo GmbH","011-7S2065 F","DIN CERTCO"]
["ü Eligible",null,"2009-07-15",null,"Solar Thermal","Flat Plate Collector","CosmoSol 210 Aufdach, CosmoSol 270 Aufdach","CosmoSol 210 Aufdach, CosmoSol 270 Aufdach","GC Sanitär- und Heizungs-Handels-Contor GmbH","011-7S661 F","DIN CERTCO"]
["ü Eligible",null,"2009-07-15",null,"Solar Thermal","Flat Plate Collector","CosmoSol 210 Indach","CosmoSol 210 Indach","GC Sanitär- und Heizungs-Handels-Contor GmbH","011-7S662 F","DIN CERTCO"]
["ü Eligible",null,"2009-07-15",null,"Solar Thermal","Flat Plate Collector","Cosmosol 253,  253 L","Cosmosol 253,  253 L","GC Sanitär- und Heizungs-Handels-Contor GmbH","011-7S607 F","DIN CERTCO"]
["ü Eligible",null,"2009-07-15",null,"Solar Thermal","Flat Plate Collector","Cosmosun Basic 2.0, Cosmosun Basic 2.51","Cosmosun Basic 2.0, Cosmosun Basic 2.51","Sunex Sp.","011-7S1013 F","DIN CERTCO"]
["ü Eligible",null,"2014-07-17",null,"Solar Thermal","Flat Plate Collector","Cosmosun Basic 2.0, Cosmosun Basic 2.51","Cosmosun Basic 2.0, Cosmosun Basic 2.51","Sunex Sp.","011-7S2381 F","DIN CERTCO"]
["ü Eligible",null,"2012-02-16",null,"Solar Thermal","Flat Plate Collector","CosmoSun Basic 2.00NX","CosmoSun Basic 2.00NX","Sunex Sp.","011-7S1869 F","DIN CERTCO"]
["ü Eligible",null,"2012-02-16",null,"Solar Thermal","Flat Plate Collector","CosmoSun Basic 2.85NX","CosmoSun Basic 2.85NX","Sunex Sp.","011-7S1867 F","DIN CERTCO"]
["ü Eligible",null,"2013-09-26",null,"Solar Thermal","Flat Plate Collector","COX 2.5 UE","COX 2.5 UE","Calentadores De America","011-7S2164 F","DIN CERTCO"]
["ü Eligible",null,"2009-07-15",null,"Solar Thermal","Flat Plate Collector","CP2, 4","CP2, 4","Immergas S.p.A.","011-7S413 F","DIN CERTCO"]
["ü Eligible",null,"2009-07-15",null,"Solar Thermal","Flat Plate Collector","CP20TN","CP20TN","Riello S.p.A","011-7S484 F","DIN CERTCO"]
["ü Eligible",null,"2012-07-03",null,"Solar Thermal","Flat Plate Collector","CP20TNA - CP20TNA ALU","CP20TNA - CP20TNA ALU","Riello S.p.A","099BN/0","ICIM"]
["ü Eligible",null,"2009-07-15",null,"Solar Thermal","Flat Plate Collector","CP20TS","CP20TS","Riello S.p.A","011-7S485 F","DIN CERTCO"]
["ü Eligible",null,"2009-07-14",null,"Solar Thermal","Flat Plate Collector","CP20TSA","CP20TSA","Riello S.p.A","011-7S1765 F","DIN CERTCO"]
["ü Eligible",null,"2009-07-15",null,"Solar Thermal","Flat Plate Collector","CP25TL","CP25TL","Riello S.p.A","011-7S1022 F","DIN CERTCO"]
["ü Eligible",null,"2012-09-04",null,"Solar Thermal","Flat Plate Collector","CP25TLA","CP25TLA","Riello S.p.A","011-7S1951 F","DIN CERTCO"]
["ü Eligible",null,"2009-07-15",null,"Solar Thermal","Flat Plate Collector","CP25TV","CP25TV","Riello S.p.A","011-7S486 F","DIN CERTCO"]
["ü Eligible",null,"2012-01-19",null,"Solar Thermal","Flat Plate Collector","CP25TVA","CP25TVA","Riello S.p.A","011-7S1766 F","DIN CERTCO"]
["ü Eligible",null,"2009-07-15",null,"Solar Thermal","Flat Plate Collector","CP25VO","CP25VO","Riello S.p.A","011-7S987 F","DIN CERTCO"]
["ü Eligible",null,"2012-11-13",null,"Solar Thermal","Flat Plate Collector","CP25VOA","CP25VOA","Riello S.p.A","011-7S2056 F","DIN CERTCO"]
["ü Eligible",null,"2012-12-20",null,"Solar Thermal","Flat Plate Collector","CP25VOM","CP25VOM","Riello S.p.A","011-7S2088 F","DIN CERTCO"]
["ü Eligible",null,"2009-07-15",null,"Solar Thermal","Flat Plate Collector","CP25VV","CP25VV","Riello S.p.A","011-7S483 F","DIN CERTCO"]
["ü Eligible",null,"2012-08-07",null,"Solar Thermal","Flat Plate Collector","CP25VVA","CP25VVA","Riello S.p.A","011-7S1983 F","DIN CERTCO"]
["ü Eligible",null,"2013-01-09",null,"Solar Thermal","Flat Plate Collector","CP25VVM","CP25VVM","Riello S.p.A","011-7S1984 F","DIN CERTCO"]
["ü Eligible",null,"2012-10-08",null,"Solar Thermal","Flat Plate Collector","CPC 51k","CPC 51k","SOLARFOCUS GmbH","011-7S1778 F","DIN CERTCO"]
["ü Eligible",null,"2012-01-21",null,"Solar Thermal","Flat Plate Collector","CPC Power ST1","CPC Power ST1","MCG Solar MANUEL DA CONCEIÇÃO GRAÇA, LDA","011-7S1834 F","DIN CERTCO"]
["ü Eligible",null,"2009-07-14",null,"Solar Thermal","Flat Plate Collector","CPK7210 N Alu","CPK7210 N Alu","CENTROMETAL D.O.O.","011-7S1736 F","DIN CERTCO"]
["ü Eligible",null,"2009-07-15",null,"Solar Thermal","Flat Plate Collector","CPK-7210N","CPK-7210N","Firebird","011-7S664 F","DIN CERTCO"]
["ü Eligible",null,"2009-07-15",null,"Solar Thermal","Flat Plate Collector","CPN","CPN","Immergas S.p.A.","011-7S721 F","DIN CERTCO"]
["? To be determined",null,"2009-07-15",null,"Solar Thermal","Flat Plate Collector","CR10 DP8","CR10 DP8","Chromagen Agricultural Cooperation Society LTD","011-7S473 F","DIN CERTCO"]
["ü Eligible",null,"2009-07-15",null,"Solar Thermal","Flat Plate Collector","CR100, 110, 120 selective coating absorber","CR100, 110, 120 selective coating absorber","Chromagen Agricultural Cooperation Society LTD","011-7S227 F","DIN CERTCO"]
["ü Eligible",null,"2009-07-15",null,"Solar Thermal","Flat Plate Collector","CR120","CR120","Chromagen Agricultural Cooperation Society LTD","011-7S167 F","DIN CERTCO"]
["ü Eligible",null,"2009-07-15",null,"Solar Thermal","Flat Plate Collector","CS 100 F","CS 100 F","Citrin Solar GmbH","011-7S602 F","DIN CERTCO"]
["ü Eligible",null,"2009-07-15",null,"Solar Thermal","Flat Plate Collector","CS 111-SF","CS 111-SF","Citrin Solar GmbH","011-7S188 F","DIN CERTCO"]
["ü Eligible",null,"2011-09-07",null,"Solar Thermal","Flat Plate Collector","CS 125 SF","CS 125 SF","Citrin Solar GmbH","011-7S1647 F","DIN CERTCO"]
["ü Eligible",null,"2011-07-11",null,"Solar Thermal","Flat Plate Collector","CS 150 AF","CS 150 AF","Citrin Solar GmbH","011-7S1600 F","DIN CERTCO"]
["ü Eligible",null,"2009-07-15",null,"Solar Thermal","Flat Plate Collector","CS 200 4F","CS 200 4F","Citrin Solar GmbH","011-7S603 F","DIN CERTCO"]
["ü Eligible",null,"2012-02-08",null,"Solar Thermal","Flat Plate Collector","CS 250","CS 250","Citrin Solar GmbH","011-7S1826 F","DIN CERTCO"]
["ü Eligible",null,"2009-07-15",null,"Solar Thermal","Flat Plate Collector","CS 300 M","CS 300 M","Citrin Solar GmbH","011-7S425 F","DIN CERTCO"]
["ü Eligible",null,"2011-07-11",null,"Solar Thermal","Flat Plate Collector","CS 500 4F","CS 500 4F","Citrin Solar GmbH","011-7S1410 F","DIN CERTCO"]
["ü Eligible",null,"2012-09-19",null,"Solar Thermal","Flat Plate Collector","CS Full Plate 2.0 -2, CS Full Plate 2.0 -4","CS Full Plate 2.0 -2, CS Full Plate 2.0 -4","CAMEL SOLAR LTD","011-7S2020 F","DIN CERTCO"]
["ü Eligible",null,"2009-07-15",null,"Solar Thermal","Flat Plate Collector","CSA 110, CSA 120","CSA 110, CSA 120","FONDERIE SIME S.P.A.","011-7S341 F","DIN CERTCO"]
["ü Eligible",null,"2014-11-10",null,"Solar Thermal","Flat Plate Collector","CSA2007 Collector","CSA2007 Collector","Solahart Industries Pty Ltd.","011-7S2445 F","DIN CERTCO"]
["ü Eligible",null,"2014-11-10",null,"Solar Thermal","Flat Plate Collector","CSA2013 Collector","CSA2013 Collector","Solahart Industries Pty Ltd.","011-7S2446 F","DIN CERTCO"]
["ü Eligible",null,"2009-07-15",null,"Solar Thermal","Flat Plate Collector","CSL 20 R Black","CSL 20 R Black","Riello S.p.A","011-7S893 F","DIN CERTCO"]
["ü Eligible",null,"2011-05-31",null,"Solar Thermal","Flat Plate Collector","CSN 18, 20, 24, 26","CSN 18, 20, 24, 26","Constante Solar S.L.","011-7S1608 F","DIN CERTCO"]
["ü Eligible",null,"2009-07-15",null,"Solar Thermal","Flat Plate Collector","CSO21","CSO21","Ritter Solar GmbH","011-7S333 R","DIN CERTCO"]
["ü Eligible",null,"2011-05-20",null,"Solar Thermal","Flat Plate Collector","CSP GO","CSP GO","JLC Dévelopment","011-7S2051 F","DIN CERTCO"]
["ü Eligible",null,"2011-05-20",null,"Solar Thermal","Flat Plate Collector","CSP25, CSP21","CSP25, CSP21","Kloben Sud","011-7S1131 F","DIN CERTCO"]
["ü Eligible",null,"2009-07-14",null,"Solar Thermal","Flat Plate Collector","CTE 220 CH 5","CTE 220 CH 5","SCHÜCO International KG","011-7S1339 F","DIN CERTCO"]
["ü Eligible",null,"2009-07-14",null,"Solar Thermal","Flat Plate Collector","CTE 319 CH","CTE 319 CH","SCHÜCO International KG","011-7S1316 F","DIN CERTCO"]
["ü Eligible",null,"2009-07-14",null,"Solar Thermal","Flat Plate Collector","CTE 319 CH AR","CTE 319 CH AR","SCHÜCO International KG","011-7S1317 F","DIN CERTCO"]
["ü Eligible",null,"2012-11-08",null,"Solar Thermal","Flat Plate Collector","CTE 520 CH 2","CTE 520 CH 2","SCHÜCO International KG","011-7S2048 F","DIN CERTCO"]
["ü Eligible",null,"2009-07-14",null,"Solar Thermal","Flat Plate Collector","CTE 520 CH AR","CTE 520 CH AR","SCHÜCO International KG","011-7S1341 F","DIN CERTCO",null,null,null,null,null,null,null,null,2.6098061619022586,2.5521233008868536,0,0,0,0,0,0,0,0,0,0,0,"Yes",null,null,null,"Kiwa"]
["ü Eligible",null,"2009-07-14",null,"Solar Thermal","Flat Plate Collector","CTE 524 DH","CTE 524 DH","SCHÜCO International KG","011-7S1343 F","DIN CERTCO"]
["ü Eligible",null,"2011-05-20",null,"Solar Thermal","Flat Plate Collector","CTMC EcoHeating CS3300 V, CTMC EcoHeating CS4300 V, CTMC EcoHeating CS5300 V, CTMC EcoHeating CS3300 H, CTMC EcoHeating CS4300 H, CTMC EcoHeating CS5300 H","CTMC EcoHeating CS3300 V, CTMC EcoHeating CS4300 V, CTMC EcoHeating CS5300 V, CTMC EcoHeating CS3300 H, CTMC EcoHeating CS4300 H, CTMC EcoHeating CS5300 H","CTMC ECO - HEATING","011-7S2336 F","DIN CERTCO"]
["ü Eligible",null,"2011-05-20",null,"Solar Thermal","Flat Plate Collector","cubeTEC CPC 12 CU, cubeTEC CPC 18 CU, \ncubeTEC CPC 12 INOX, cubeTEC CPC 18 INOX","cubeTEC CPC 12 CU, cubeTEC CPC 18 CU, \ncubeTEC CPC 12 INOX, cubeTEC CPC 18 INOX","cube TEC Kai Hölter","011-7S2140 R","DIN CERTCO"]
["ü Eligible",null,"2009-07-15",null,"Solar Thermal","Flat Plate Collector","Cu-Sel","Cu-Sel","Solarkey srl","023BN/0","ICIM"]
["ü Eligible",null,"2011-05-20",null,"Solar Thermal","Flat Plate Collector","D2-202, D2-236, D2-274","D2-202, D2-236, D2-274","SET Solar Energie Technik GmbH","011-7S1253 F","DIN CERTCO"]
["ü Eligible",null,"2009-07-14",null,"Solar Thermal","Flat Plate Collector","D26S, D26W","D26S, D26W","NEUMA-Solar","011-7S1508 F","DIN CERTCO"]
["ü Eligible",null,"2009-07-15",null,"Solar Thermal","Flat Plate Collector","DAVID","DAVID","NEUMA-Solar","011-7S693 F","DIN CERTCO"]
["ü Eligible",null,"2011-05-20",null,"Solar Thermal","Flat Plate Collector","DAVID Classic senkrecht (D26S), DAVID Classic waagrecht (D26W)","DAVID Classic senkrecht (D26S), DAVID Classic waagrecht (D26W)","NEUMA-Solar","011-7S2317 F","DIN CERTCO"]
["ü Eligible",null,"2014-02-19",null,"Solar Thermal","Flat Plate Collector","DAVID Premium GF 2,9m2","DAVID Premium GF 2,9m2","NEUMA-Solar","011-7S2316 F","Din Certco"]
["ü Eligible",null,"2013-04-24",null,"Solar Thermal","Flat Plate Collector","DB 200H","DB 200H","BDR Thermea Group B.V.","078/000186","AENOR"]
["ü Eligible",null,"2013-04-24",null,"Solar Thermal","Flat Plate Collector","DB 200V","DB 200V","BDR Thermea Group B.V.","078/000184","AENOR"]
["ü Eligible",null,"2009-07-15",null,"Solar Thermal","Flat Plate Collector","DD Solar RB","DD Solar RB","Türk Demirdöküm Fab. A.S.","011-7S947 F","DIN CERTCO"]
["ü Eligible",null,"2012-06-01",null,"Solar Thermal","Flat Plate Collector","DE DIETRICH C250H","DE DIETRICH C250H","BDR Thermea Group B.V.","078/000057","AENOR"]
["ü Eligible",null,"2012-06-01",null,"Solar Thermal","Flat Plate Collector","DE DIETRICH C250V","DE DIETRICH C250V","BDR Thermea Group B.V.","078/000089","AENOR"]
["ü Eligible",null,"2011-05-20",null,"Solar Thermal","Flat Plate Collector","DE DIETRICH C250V","DE DIETRICH C250V","BDR Thermea Group B.V.","078/000115","AENOR"]
["ü Eligible",null,"2011-05-20",null,"Solar Thermal","Flat Plate Collector","DE DIETRICH CH 200","DE DIETRICH CH 200","BDR Thermea Group B.V.","078/000215","AENOR"]
["ü Eligible",null,"2011-05-20",null,"Solar Thermal","Flat Plate Collector","DE DIETRICH CH 250","DE DIETRICH CH 250","BDR Thermea Group B.V.","078/000216","AENOR"]
["ü Eligible",null,"2009-07-15",null,"Solar Thermal","Flat Plate Collector","De Dietrich NEO 2.1","De Dietrich NEO 2.1","DeDietrich Thermique","011-7S803 F","DIN CERTCO"]
["ü Eligible",null,"2011-05-20",null,"Solar Thermal","Flat Plate Collector","DE DIETRICH SOL 250V","DE DIETRICH SOL 250V","BDR Thermea Group B.V.","078/000143","AENOR"]
["ü Eligible",null,"2013-12-20",null,"Solar Thermal","Flat Plate Collector","Dedalos 1.50, Dedalos 1.70, Dedalos 2.00, Dedalos 2.50,","Dedalos 1.50, Dedalos 1.70, Dedalos 2.00, Dedalos 2.50,","Vesta Solar Heaters Ltd.,","126BN/0","ICIM"]
["ü Eligible",null,"2013-05-06",null,"Solar Thermal","Flat Plate Collector","DEDIETRICH DB 200H","DEDIETRICH DB 200H","BDR Thermea Group B.V.","078/000188","AENOR"]
["ü Eligible",null,"2011-05-20",null,"Solar Thermal","Flat Plate Collector","deLight","deLight","Gasokol GmbH ","011-7S073 F","DIN CERTCO"]
["ü Eligible",null,"2009-07-15",null,"Solar Thermal","Flat Plate Collector","Delphis Therm Blue Eco BW","Delphis Therm Blue Eco BW","NORDWEST HANDEL AG","011-7S357 F","DIN CERTCO"]
["ü Eligible",null,"2009-07-15",null,"Solar Thermal","Flat Plate Collector","Delphis Therm Blue Eco II","Delphis Therm Blue Eco II","NORDWEST HANDEL AG","011-7S356 F","DIN CERTCO"]
["ü Eligible",null,"2009-07-15",null,"Solar Thermal","Flat Plate Collector","Dietrisol  Pro C","Dietrisol  Pro C","DeDietrich Thermique","011-7S588 F","DIN CERTCO"]
["ü Eligible",null,"2011-05-20",null,"Solar Thermal","Flat Plate Collector","DIETRISOL PRO 2,5","DIETRISOL PRO 2,5","BDR Thermea Group B.V.","078/000116","AENOR"]
["ü Eligible",null,"2009-07-15",null,"Solar Thermal","Flat Plate Collector","DietriSol Pro 2,5","DietriSol Pro 2,5","DeDietrich Thermique","011-7S563 F","DIN CERTCO"]
["ü Eligible",null,"2011-05-20",null,"Solar Thermal","Flat Plate Collector","Dietrisol PRO D230","Dietrisol PRO D230","BDR Thermea Group B.V.","011-7S1916 F","DIN CERTCO"]
["ü Eligible",null,"2011-05-20",null,"Solar Thermal","Flat Plate Collector","Dietrisol ULTRA LIGHT","Dietrisol ULTRA LIGHT","DeDietrich Thermique","011-7S1812 F","DIN CERTCO"]
["ü Eligible",null,"2009-07-15",null,"Solar Thermal","Flat Plate Collector","Dimplex SOLC180","Dimplex SOLC180","Glen Dimplex","011-7S810 F","DIN CERTCO"]
["ü Eligible",null,"2009-07-15",null,"Solar Thermal","Flat Plate Collector","Dimplex SOLC220","Dimplex SOLC220","Glen Dimplex","011-7S809 F","DIN CERTCO"]
["ü Eligible",null,"2012-01-19",null,"Solar Thermal","Flat Plate Collector","DIONISSOS 2","DIONISSOS 2","GAUZER-AFOI XENOU Co.","SKM 9904/1","DQS Hellas"]
["ü Eligible",null,"2009-07-15",null,"Solar Thermal","Flat Plate Collector","DIS 50 (vitoslol 200n Typ BV1)","DIS 50 (vitoslol 200n Typ BV1)","Viessmann Ltd.","011-7S1557 F","DIN CERTCO"]
["ü Eligible",null,"2012-02-24",null,"Solar Thermal","Flat Plate Collector","DIS25 (Vitosol 200 BV 0,5)","DIS25 (Vitosol 200 BV 0,5)","Viessmann Ltd.","011-7S1863 F","DIN CERTCO"]
["ü Eligible",null,"2012-01-12",null,"Solar Thermal","Flat Plate Collector","DMK-250V, DMK-250Q","DMK-250V, DMK-250Q","Solarpartner GmbH","011-7S1820 F","DIN CERTCO"]
["ü Eligible",null,"2009-07-15",null,"Solar Thermal","Flat Plate Collector","Doma Flex 5130 14-20, 23-29, 31-37","Doma Flex 5130 14-20, 23-29, 31-37","AKS Doma Solartechnik GmbH","011-7S409 F","DIN CERTCO"]
["ü Eligible",null,"2009-07-15",null,"Solar Thermal","Flat Plate Collector","Doma FLEX ALU 502 135-136,139-146, 294","Doma FLEX ALU 502 135-136,139-146, 294","AKS Doma Solartechnik GmbH","011-7S388 F","DIN CERTCO"]
["ü Eligible",null,"2013-04-03",null,"Solar Thermal","Flat Plate Collector","Doma flex Alu*","Doma flex Alu*","DOMA Solartechnik GmbH","011-7S1321 F","DIN CERTCO"]
["ü Eligible",null,"2013-04-30",null,"Solar Thermal","Flat Plate Collector","Doma flex Holz*","Doma flex Holz*","DOMA Solartechnik GmbH","011-7S1322 F","DIN CERTCO"]
["ü Eligible",null,"2009-07-14",null,"Solar Thermal","Flat Plate Collector","DPS HSH2200, DPS VSH2200, DPS HSH2600, DPS VSH2600","DPS HSH2200, DPS VSH2200, DPS HSH2600, DPS VSH2600","Delpaso Solar, S.L.","078/000028","AENOR"]
["ü Eligible",null,"2009-07-14",null,"Solar Thermal","Flat Plate Collector","DPS HSM2200, DPS VSM2200, DPS HSM2600, DPS VSM2600","DPS HSM2200, DPS VSM2200, DPS HSM2600, DPS VSM2600","Delpaso Solar, S.L.","078/000026","AENOR",null,null,null,null,null,null,null,null,null,null,null,null,null,null,null,null,null,null,null,null,null,"Yes",null,null,null,"BBA","NO"]
["ü Eligible",null,"2014-02-28",null,"Solar Thermal","Flat Plate Collector","DS 250M","DS 250M","SOLARE 2G S.A.S","011-7S2285 P","DIN CERTCO"]
["ü Eligible",null,"2009-07-15",null,"Solar Thermal","Flat Plate Collector","DS CLASS 2.1 (18 mm/8 mm) DS CLASS 2.1 TS (22 mm/10 mm)","DS CLASS 2.1 (18 mm/8 mm) DS CLASS 2.1 TS (22 mm/10 mm)","Domusa Calefacción, S.Coop.","011-7S770 F","DIN CERTCO"]
["ü Eligible",null,"2012-10-08",null,"Solar Thermal","Flat Plate Collector","DS CLASS V3*","DS CLASS V3*","Domusa Calefacción, S.Coop.","011-7S2023 F","DIN CERTCO"]
["ü Eligible",null,"2009-07-14",null,"Solar Thermal","Flat Plate Collector","DS Drain 2.1","DS Drain 2.1","Domusa Calefacción, S.Coop.","011-7S1198 F","DIN CERTCO"]
["ü Eligible",null,"2012-11-20",null,"Solar Thermal","Flat Plate Collector","DS DRAIN 2.11, DS DRAIN 2.51","DS DRAIN 2.11, DS DRAIN 2.51","Domusa Calefacción, S.Coop.","011-7S2044 F","DIN CERTCO"]
["ü Eligible",null,"2011-05-20",null,"Solar Thermal","Flat Plate Collector","DS Drain 2.4","DS Drain 2.4","Domusa Calefacción, S.Coop.","011-7S1217 F","DIN CERTCO"]
["ü Eligible",null,"2009-07-15",null,"Solar Thermal","Flat Plate Collector","DS09-20C","DS09-20C","Derivados Asfalticos Normalizados S. A. (danosa)","011-7S619 F","DIN CERTCO"]
["ü Eligible",null,"2009-07-15",null,"Solar Thermal","Flat Plate Collector","DS09-20S","DS09-20S","Derivados Asfalticos Normalizados S. A. (danosa)","011-7S620 F","DIN CERTCO"]
["ü Eligible",null,"2009-07-15",null,"Solar Thermal","Flat Plate Collector","DS09-25S","DS09-25S","Derivados Asfalticos Normalizados S. A. (danosa)","011-7S621 F","DIN CERTCO"]
["ü Eligible",null,"2009-07-15",null,"Solar Thermal","Flat Plate Collector","DS-200","DS-200","Domusa Calefacción, S.Coop.","011-7S253 F","DIN CERTCO"]
["ü Eligible",null,"2011-07-20",null,"Solar Thermal","Flat Plate Collector","DS-CLASS V 2, DS-CLASS V 2.5","DS-CLASS V 2, DS-CLASS V 2.5","Domusa Calefacción, S.Coop.","011-7S1624 F","DIN CERTCO"]
["ü Eligible",null,"2011-07-26",null,"Solar Thermal","Flat Plate Collector","DS-DRAIN 2, DS-DRAIN 2.5","DS-DRAIN 2, DS-DRAIN 2.5","Domusa Calefacción, S.Coop.","011-7S1662 F","DIN CERTCO"]
["ü Eligible",null,"2009-07-15",null,"Solar Thermal","Flat Plate Collector","DSV-250, DSH-250","DSV-250, DSH-250","Domusa Calefacción, S.Coop.","011-7S487 F","DIN CERTCO"]
["ü Eligible",null,"2009-07-15",null,"Solar Thermal","Flat Plate Collector","E 225, E 125, E 150, E 175, E 200","E 225, E 125, E 150, E 175, E 200","AGELOPOULOS S.A. - ILIOFAN","011-7S1062 F","DIN CERTCO"]
["ü Eligible",null,"2012-11-20",null,"Solar Thermal","Flat Plate Collector","e.l.m Leblanc FCB-25","e.l.m Leblanc FCB-25","e.l.m. leblanc S.A.S.","011-7S1923 F","DIN CERTCO"]
["ü Eligible",null,"2013-07-09",null,"Solar Thermal","Flat Plate Collector","e.l.m. FKT-2W","e.l.m. FKT-2W","e.l.m. leblanc S.A.S.","011-7S2077 F","DIN CERTCO"]
["ü Eligible",null,"2012-08-01",null,"Solar Thermal","Flat Plate Collector","e.l.m. Leblanc FCC-2S","e.l.m. Leblanc FCC-2S","e.l.m. leblanc S.A.S.","011-7S1927 F","DIN CERTCO"]
["ü Eligible",null,"2011-06-24",null,"Solar Thermal","Flat Plate Collector","e.l.m. Leblanc FKC-2S","e.l.m. Leblanc FKC-2S","e.l.m. leblanc S.A.S.","011-7S1609 F","DIN CERTCO"]
["ü Eligible",null,"2009-07-14",null,"Solar Thermal","Flat Plate Collector","e.l.m. leblanc FKC-2W","e.l.m. leblanc FKC-2W","e.l.m. leblanc S.A.S.","011-7S1721 F","DIN CERTCO"]
["ü Eligible",null,"2009-07-15",null,"Solar Thermal","Flat Plate Collector","EasySun II","EasySun II","PARADIGMA s.r.l.","011-7S396 F","DIN CERTCO"]
["ü Eligible",null,"2009-07-14",null,"Solar Thermal","Flat Plate Collector","ECO 18, ECO 20M, ECO 20","ECO 18, ECO 20M, ECO 20","Astersa Aplicaciones Solares S/A","011-7S1413 F","DIN CERTCO"]
["û Ineligible",null,"2009-07-15",null,"Solar Thermal","Flat Plate Collector","ECO 2.1","ECO 2.1","DeDietrich Thermique","011-7S092 F","DIN CERTCO","No evidence this product has been tested to the required EN standard"]
["ü Eligible",null,"2009-07-15",null,"Solar Thermal","Flat Plate Collector","ECO EB, EB1, EB2, EB3, EB4, EB5","ECO EB, EB1, EB2, EB3, EB4, EB5","Buschbeck Solartechnik GmbH","011-7S097 F","DIN CERTCO"]
["ü Eligible",null,"2011-05-06",null,"Solar Thermal","Flat Plate Collector","Eco Flare 3M","Eco Flare 3M","Magen Eco-Energy","011-7S1599 F","DIN CERTCO"]
["ü Eligible",null,"2012-01-31",null,"Solar Thermal","Flat Plate Collector","ECONSOL-a, ECONSOL-a1, ECONSOL-a2","ECONSOL-a, ECONSOL-a1, ECONSOL-a2","ÖkoFEN Forschungs-und Entwicklungs Ges.mbH","011-7S1838 F","DIN CERTCO"]
["ü Eligible",null,"2009-07-14",null,"Solar Thermal","Flat Plate Collector","ECOScience FK8250N, ECOScience FK8250L","ECOScience FK8250N, ECOScience FK8250L","Salzburger Aluminium AG","011-7S1190 F","DIN CERTCO"]
["ü Eligible",null,"2009-07-15",null,"Solar Thermal","Flat Plate Collector","Ecosolar 2.32","Ecosolar 2.32","ESE European Solar Engineering SA","011-7S644 F","DIN CERTCO"]
["ü Eligible",null,"2011-05-20",null,"Solar Thermal","Flat Plate Collector","EcoSolar CF 5 - (H/-)(R/-)(N/-)(P/-)(1/-)","EcoSolar CF 5 - (H/-)(R/-)(N/-)(P/-)(1/-)","Bongioanni Caldaie S.r.l.","0063-SK-790022","KIWA"]
["ü Eligible",null,"2009-07-15",null,"Solar Thermal","Flat Plate Collector","Ecosolar CP6-V/H","Ecosolar CP6-V/H","Bongioanni Caldaie S.r.l.","011-7S622 F","DIN CERTCO"]
["ü Eligible",null,"2011-05-20",null,"Solar Thermal","Flat Plate Collector","EcoSolar CP6-V/H","EcoSolar CP6-V/H","Bongioanni Caldaie S.r.l.","80535/01","KIWA"]
["ü Eligible",null,"2009-07-15",null,"Solar Thermal","Flat Plate Collector","Ecosolar CX6-V/H","Ecosolar CX6-V/H","Bongioanni Caldaie S.r.l.","011-7S623 F","DIN CERTCO"]
["ü Eligible",null,"2011-05-20",null,"Solar Thermal","Flat Plate Collector","EcoSolar CX6-V/H","EcoSolar CX6-V/H","Bongioanni Caldaie S.r.l.","80536/1","KIWA"]
["ü Eligible",null,"2014-07-17",null,"Solar Thermal","Flat Plate Collector","Ecosolar CX6-V/H","Ecosolar CX6-V/H","Bongioanni Caldaie S.r.l.","KIP-083600/01","KIWA"]
["ü Eligible",null,"2013-12-13",null,"Solar Thermal","Flat Plate Collector","ecoSpark 40, 30","ecoSpark 40, 30","Magen Eco-Energy","011-7S2110 F","DIN CERTCO"]
["ü Eligible",null,"2009-07-15",null,"Solar Thermal","Flat Plate Collector","ECOSTAR III Blue","ECOSTAR III Blue","U.F.E SOLAR Vertriebsgesellschaft mbH","011-7S126 F","DIN CERTCO"]
["ü Eligible",null,"2012-01-19",null,"Solar Thermal","Flat Plate Collector","Edwards Australis Series 2","Edwards Australis Series 2","Rheem Australia Pty. Ltd.","011-7S1824 F","DIN CERTCO"]
["ü Eligible",null,"2009-07-15",null,"Solar Thermal","Flat Plate Collector","Einbau E2020, E8030","Einbau E2020, E8030","S.S.T. Solar System Technik GmbH","011-7S640 F","DIN CERTCO"]
["ü Eligible",null,"2009-07-15",null,"Solar Thermal","Flat Plate Collector","EKS V21P, EKS V26P, EKS H26P","EKS V21P, EKS V26P, EKS H26P","Daikin Europe N.V.","011-7S1016 F","DIN CERTCO"]
["ü Eligible",null,"2011-09-01",null,"Solar Thermal","Flat Plate Collector","EL 2.5 CA, EL 2.0 CA, EL 1.8 CA, EL 1.5 CA","EL 2.5 CA, EL 2.0 CA, EL 1.8 CA, EL 1.5 CA","Elcora Ltd.","082BN/0","ICIM"]
["ü Eligible",null,"2009-07-14",null,"Solar Thermal","Flat Plate Collector","ELCO-MS2V","ELCO-MS2V","Metalco Heaters Ltd.","093BN/0","ICIM"]
["ü Eligible",null,"2011-05-20",null,"Solar Thermal","Flat Plate Collector","EM1V/2,0S, EM1V/2,0B","EM1V/2,0S, EM1V/2,0B","Energetyka Solarna Ensol Sp. z.o.o.","011-7S2284 F","DIN CERTCO"]
["ü Eligible",null,"2013-02-26",null,"Solar Thermal","Flat Plate Collector","EM2V/2,0S, EM2V/2,0B","EM2V/2,0S, EM2V/2,0B","Energetyka Solarna Ensol Sp. z.o.o.","011-7S2115 F","DIN CERTCO"]
["ü Eligible",null,"2009-07-14",null,"Solar Thermal","Flat Plate Collector","ENERGY + ARGO  ( 15, 17, 19, 20, 23, 25)","ENERGY + ARGO  ( 15, 17, 19, 20, 23, 25)","DIMAS SA SOLAR","011-7S1490 F","DIN CERTCO"]
["ü Eligible",null,"2013-07-17",null,"Solar Thermal","Flat Plate Collector","ENERGY + EVO 25, 23*, 20*, 19*, 17*, 15, 29, 27*, 25H*","ENERGY + EVO 25, 23*, 20*, 19*, 17*, 15, 29, 27*, 25H*","DIMAS SA SOLAR","011-7S1491 F","DIN CERTCO"]
["ü Eligible",null,"2009-07-14",null,"Solar Thermal","Flat Plate Collector","ENERGY+ECO 15,17,19,20,23,25,","ENERGY+ECO 15,17,19,20,23,25,","DIMAS SA SOLAR","011-7S1492 F","DIN CERTCO"]
["ü Eligible",null,"2014-06-27",null,"Solar Thermal","Flat Plate Collector","EnergyPro Solar Collector","EnergyPro Solar 209","Nu-Heat UK Ltd","BBA 0158","BBA"]
["ü Eligible",null,"2009-07-15",null,"Solar Thermal","Flat Plate Collector","ENY PREMIUM S.18, M.21, UM L.25","ENY PREMIUM S.18, M.21, UM L.25","ENERGYBAND - Novas Energias, Lda","011-7S634 F","DIN CERTCO"]
["ü Eligible",null,"2012-08-02",null,"Solar Thermal","Flat Plate Collector","EPI 20, EPI 12, EPI 25, EPI 16, EPI 54","EPI 20, EPI 12, EPI 25, EPI 16, EPI 54","Cosmosolar Ltd.","SKM/9921/2","DQS Hellas"]
["ü Eligible",null,"2009-07-15",null,"Solar Thermal","Flat Plate Collector","EPI 20, EPI 12, EPI 25, EPI 16, EPI 54","EPI 20, EPI 12, EPI 25, EPI 16, EPI 54","Efthimios G. Spanos SKYLAND-COSMOSOLAR","011-7S537 F","DIN CERTCO"]
["ü Eligible",null,"2009-07-14",null,"Solar Thermal","Flat Plate Collector","EPMA 4.0","EPMA 4.0","Immergas S.p.A.","011-7S1789 F","DIN CERTCO"]
["ü Eligible",null,"2008-10-20",null,"Solar Thermal","Flat Plate Collector","ES1V/2,0S; ES1V2,0B","ES1V/2,0S; ES1V2,0B","Energetyka Solarna Ensol Sp. z.o.o.","011-7S544 F","DIN CERTCO"]
["ü Eligible",null,"2009-07-14",null,"Solar Thermal","Flat Plate Collector","ES1V/2.65S, ES1V/2.65B","ES1V/2.65S, ES1V/2.65B","Energetyka Solarna Ensol Sp. z.o.o.","011-7S1302 F","DIN CERTCO"]
["ü Eligible",null,"2012-03-29",null,"Solar Thermal","Flat Plate Collector","ES200","ES200","Emmvee Solar Systems Pvt Ltd Solar Tower","011-7S1877 F","DIN CERTCO"]
["ü Eligible",null,"2009-07-14",null,"Solar Thermal","Flat Plate Collector","ES2000A","ES2000A","Emmvee Solar Systems Pvt Ltd Solar Tower","PSK-007/2014","CERTIF"]
["ü Eligible",null,"2011-05-20",null,"Solar Thermal","Flat Plate Collector","ES2000AX","ES2000AX","Emmvee Solar Systems Pvt Ltd Solar Tower","PSK-040/2013","CERTIF"]
["ü Eligible",null,"2009-07-14",null,"Solar Thermal","Flat Plate Collector","ES2000B","ES2000B","Emmvee Solar Systems Pvt Ltd Solar Tower","PSK-008/2014","CERTIF"]
["ü Eligible",null,"2011-05-20",null,"Solar Thermal","Flat Plate Collector","ES2000BX","ES2000BX","Emmvee Solar Systems Pvt Ltd Solar Tower","PSK-041/2013","CERTIF"]
["ü Eligible",null,"2012-08-24",null,"Solar Thermal","Flat Plate Collector","ES-24","ES-24","ERA-Sun","011-7S1997 F","DIN CERTCO"]
["ü Eligible",null,"2011-06-01",null,"Solar Thermal","Flat Plate Collector","ES2V/2.0 Al S,B,C","ES2V/2.0 Al S,B,C","Energetyka Solarna Ensol Sp. z.o.o.","011-7S1617 F","DIN CERTCO"]
["ü Eligible",null,"2013-12-20",null,"Solar Thermal","Flat Plate Collector","ESCF-N16/ESC-8231-S,ESCF-N20/ESC-8231-M, ESCF-N26/ESC-8231-1","ESCF-N16/ESC-8231-S,ESCF-N20/ESC-8231-M, ESCF-N26/ESC-8231-1","ECOTHERM Austria GmbH","OEM/9965/6/1","DQS Hellas"]
["ü Eligible",null,"2014-01-15",null,"Solar Thermal","Flat Plate Collector","ESPS210, ESPS260","ESPS210, ESPS260","ECA TECHNOLOGY SpA","OEM 9926/3/1","DQS Hellas"]
["ü Eligible",null,"2014-01-15",null,"Solar Thermal","Flat Plate Collector","ESPS210, ESPS260","ESPS210, ESPS260","ECA TECHNOLOGY SpA","OEM/9926/3/1","DQS Hellas"]
["ü Eligible",null,"2011-05-10",null,"Solar Thermal","Flat Plate Collector","Essential XL,XL black, X, X black","Essential XL,XL black, X, X black","Baymak AS, Baxi Group Company","011-7S1561 F","DIN CERTCO"]
["ü Eligible",null,"2012-02-01",null,"Solar Thermal","Flat Plate Collector","ESTIA 29, ESTIA 25 ', ESTIA 23 ', ESTIA 20","ESTIA 29, ESTIA 25 ', ESTIA 23 ', ESTIA 20","VENMAN S.A.","011-7S1837 F","DIN CERTCO"]
["ü Eligible",null,"2009-07-14",null,"Solar Thermal","Flat Plate Collector","ESV 2V/2.65S","ESV 2V/2.65S","Energetyka Solarna Ensol Sp. z.o.o.","011-7S1556 F","DIN CERTCO"]
["ü Eligible",null,"2014-09-16",null,"Solar Thermal","Flat Plate collector","Et asun 20, Et asun 25","Et asun 20, Et asun 25","Baltur S.p.A.","011-7S2422 F","DIN CERTCO"]
["ü Eligible",null,"2016-06-17",null,"Solar Thermal","Flat Plate Collector","ETRS","ETRS","Minus 7 Ltd","KIWA 00014/002 ST","KIWA"]
["ü Eligible",null,"2009-07-15",null,"Solar Thermal","Flat Plate Collector","EU","EU","Energie del Sole s.a.","040BN/0","ICIM"]
["ü Eligible",null,"2009-07-15",null,"Solar Thermal","Flat Plate Collector","EU","EU","Teknoenergy srl","044BN/0","ICIM"]
["ü Eligible",null,"2009-07-15",null,"Solar Thermal","Flat Plate Collector","EU, ELUC","EU, ELUC","Energie del Sole s.a.","040BN/1","ICIM"]
["ü Eligible",null,"2009-07-15",null,"Solar Thermal","Flat Plate Collector","EURO C 22M10 AR","EURO C 22M10 AR","Wagner & Co. Solartechnik GmbH","011-7S587 F","DIN CERTCO"]
["ü Eligible",null,"2009-07-15",null,"Solar Thermal","Flat Plate Collector","EURO C 32 M10 HTF","EURO C 32 M10 HTF","Wagner & Co. Solartechnik GmbH","011-7S503 F","DIN CERTCO"]
["ü Eligible",null,"2009-07-15",null,"Solar Thermal","Flat Plate Collector","Euro C 32 RH HTF","Euro C 32 RH HTF","Wagner & Co. Solartechnik GmbH","011-7S157 F","DIN CERTCO"]
["ü Eligible",null,"2009-07-15",null,"Solar Thermal","Flat Plate Collector","EURO C20 HTF","EURO C20 HTF","Wagner & Co. Solartechnik GmbH","011-7S586 F","DIN CERTCO"]
["ü Eligible",null,"2009-07-15",null,"Solar Thermal","Flat Plate Collector","EURO C20 M8","EURO C20 M8","Wagner & Co. Solartechnik GmbH","011-7F004 F","DIN CERTCO"]
["ü Eligible",null,"2011-05-20",null,"Solar Thermal","Flat Plate Collector","EURO C20 TS AR","EURO C20 TS AR","Wagner & Co. Solartechnik GmbH","011-7S945 F","DIN CERTCO"]
["ü Eligible",null,"2009-07-15",null,"Solar Thermal","Flat Plate Collector","EURO C30 HTF","EURO C30 HTF","Wagner & Co. Solartechnik GmbH","011-7S585 F","DIN CERTCO"]
["ü Eligible",null,"2009-07-15",null,"Solar Thermal","Flat Plate Collector","EURO C32 HTF","EURO C32 HTF","Wagner & Co. Solartechnik GmbH","011-7S156 F","DIN CERTCO"]
["ü Eligible",null,"2009-07-15",null,"Solar Thermal","Flat Plate Collector","EURO L 20 MQ HTF","EURO L 20 MQ HTF","Wagner & Co. Solartechnik GmbH","011-7S482 F","DIN CERTCO"]
["ü Eligible",null,"2008-09-03",null,"Solar Thermal","Flat Plate Collector","EURO L20 AR","EURO L20 AR","Wagner & Co. Solartechnik GmbH","011-7S481 F","DIN CERTCO"]
["ü Eligible",null,"2012-11-28",null,"Solar Thermal","Flat Plate Collector","EURO L20 AR-C","EURO L20 AR-C","Wagner & Co. Solartechnik GmbH","011-7S1524 F","DIN CERTCO"]
["ü Eligible",null,"2013-01-22",null,"Solar Thermal","Flat Plate Collector","EURO L20 HTF","EURO L20 HTF","Wagner & Co. Solartechnik GmbH","011-7S2097 F","DIN CERTCO"]
["ü Eligible",null,"2009-07-14",null,"Solar Thermal","Flat Plate Collector","EURO L20 MQ AR","EURO L20 MQ AR","Wagner & Co. Solartechnik GmbH","011-7S1404 F","DIN CERTCO"]
["ü Eligible",null,"2012-01-27",null,"Solar Thermal","Flat Plate Collector","EURO L22 AR","EURO L22 AR","Wagner & Co. Solartechnik GmbH","011-7S1554 F","DIN CERTCO"]
["ü Eligible",null,"2013-05-06",null,"Solar Thermal","Flat Plate Collector","EURO L40 HTF","EURO L40 HTF","Wagner & Co. Solartechnik GmbH","011-7S2142 F","DIN CERTCO"]
["ü Eligible",null,"2012-11-09",null,"Solar Thermal","Flat Plate Collector","EURO L40 MQ HTF","EURO L40 MQ HTF","Wagner & Co. Solartechnik GmbH","011-7S2054 F","DIN CERTCO"]
["ü Eligible",null,"2009-07-14",null,"Solar Thermal","Flat Plate Collector","EURO L42 HTF","EURO L42 HTF","Wagner & Co. Solartechnik GmbH","011-7S1510 F","DIN CERTCO"]
["ü Eligible",null,"2012-11-28",null,"Solar Thermal","Flat Plate Collector","EURO L42 TS HTF","EURO L42 TS HTF","Wagner & Co. Solartechnik GmbH","011-7S1734 F","DIN CERTCO"]
["ü Eligible",null,"2012-09-07",null,"Solar Thermal","Flat Plate Collector","EUROSTAR III","EUROSTAR III","U.F.E SOLAR Vertriebsgesellschaft mbH","011-7S2009 F","DIN CERTCO"]
["ü Eligible",null,"2013-08-05",null,"Solar Thermal","Flat Plate Collector","Eurotherm 2.4","Eurotherm 2.4","Altech GmbH","011-7S2200 F","DIN CERTCO"]
["ü Eligible",null,"2009-07-14",null,"Solar Thermal","Flat Plate Collector","EUROTHERM FK 6240 N","EUROTHERM FK 6240 N","Altech GmbH","011-7S1137 F","DIN CERTCO"]
["ü Eligible",null,"2009-07-15",null,"Solar Thermal","Flat Plate Collector","Everest Solar Hot Water Panel","Everest Solar Hot Water Panel","Everest Limited","011-7S350 F","DIN CERTCO"]
["ü Eligible",null,"2011-07-19",null,"Solar Thermal","Flat Plate Collector","EVO 2500, EVO 2000","EVO 2500, EVO 2000","CMG Solari di Giannelli Mario","011-7S1638 F","DIN CERTCO"]
["ü Eligible",null,"2009-07-15",null,"Solar Thermal","Flat Plate Collector","EVOSOLAR EVOP 2m2 EVOSOLAR EVOP 2 5 m2","EVOSOLAR EVOP 2m2 EVOSOLAR EVOP 2 5 m2","Fratteli Pettinaroli SpA","011-7S877 F","DIN CERTCO"]
["ü Eligible",null,"2009-07-15",null,"Solar Thermal","Flat Plate Collector","EVOSOLAR EVOP1-2m2","EVOSOLAR EVOP1-2m2","Fratteli Pettinaroli SpA","011-7S878 F","DIN CERTCO"]
["ü Eligible",null,"2009-07-14",null,"Solar Thermal","Flat Plate Collector","ExoSol P 2.4","ExoSol P 2.4","EURONOM","011-7S1367 F","DIN CERTCO"]
["ü Eligible",null,"2009-07-15",null,"Solar Thermal","Flat Plate Collector","Extraflame PS AS1 (24 mm/12.7 mm, 18 mm/8 mm)","Extraflame PS AS1 (24 mm/12.7 mm, 18 mm/8 mm)","Extraflame SpA","011-7S203 F","DIN CERTCO"]
["ü Eligible",null,"2013-01-31",null,"Solar Thermal","Flat Plate Collector","eXtreme10","eXtreme10","SUNERG SOLAR s.r.l","114BN/0","ICIM"]
["ü Eligible",null,"2009-07-15",null,"Solar Thermal","Flat Plate Collector","F 190","F 190","FALKE Heating & Cooling (baymak)","011-7S774 F","DIN CERTCO"]
["? To be determined",null,"2009-07-15",null,"Solar Thermal","Flat Plate Collector","F 215 H","F 215 H","Conergy AG","011-7S090 F","DIN CERTCO"]
["ü Eligible",null,"2009-07-15",null,"Solar Thermal","Flat Plate Collector","F 215 Hal","F 215 Hal","Conergy AG","011-7S172 F","DIN CERTCO"]
["? To be determined",null,"2009-07-15",null,"Solar Thermal","Flat Plate Collector","F 4000","F 4000","Conergy AG","011-7S067 F","DIN CERTCO"]
["ü Eligible",null,"2009-07-15",null,"Solar Thermal","Flat Plate Collector","F 4100","F 4100","MiniTec Solar","011-7S173 F","DIN CERTCO"]
["? To be determined",null,"2009-07-15",null,"Solar Thermal","Flat Plate Collector","F 6000","F 6000","Conergy AG","011-7S091 F","DIN CERTCO"]
["ü Eligible",null,"2009-07-15",null,"Solar Thermal","Flat Plate Collector","F 6100","F 6100","Conergy AG","011-7S174 F","DIN CERTCO"]
["ü Eligible",null,"2009-07-15",null,"Solar Thermal","Flat Plate Collector","F2","F2","Roth Werke GmbH","011-7S133 F","DIN CERTCO"]
["ü Eligible",null,"2009-07-15",null,"Solar Thermal","Flat Plate Collector","F2 S4","F2 S4","Roth Werke GmbH","011-7S295 F","DIN CERTCO"]
["ü Eligible",null,"2011-05-20",null,"Solar Thermal","Flat Plate Collector","F20, F25, F30","F20, F25, F30","Innosolar Energy Co, Ltd","011-7S1458 F","DIN CERTCO"]
["ü Eligible",null,"2011-05-20",null,"Solar Thermal","Flat Plate Collector","FAFCO Sonnenkollektor 3.0 m2","FAFCO Sonnenkollektor 3.0 m2","Fafco SA","011-7S2308 F","DIN CERTCO"]
["ü Eligible",null,"2009-07-14",null,"Solar Thermal","Flat Plate Collector","falke Advanced X, XL","falke Advanced X, XL","FALKE Heating & Cooling (baymak)","011-7S1530 F","DIN CERTCO"]
["û Ineligible",null,"2009-07-15",null,"Solar Thermal","Flat Plate Collector","FC 21","FC 21","Donauer Solartechnik VertriebsGmbH","011-7S072 F","DIN CERTCO","No evidence this product has been tested to the required EN standard"]
["ü Eligible",null,"2009-07-15",null,"Solar Thermal","Flat Plate Collector","FC 23S","FC 23S","Donauer Solartechnik VertriebsGmbH","011-7S792 F","DIN CERTCO"]
["ü Eligible",null,"2009-07-15",null,"Solar Thermal","Flat Plate Collector","FC 421, FC 425, Intersol FC 421, Intersol FC 425","FC 421, FC 425, Intersol FC 421, Intersol FC 425","Donauer Solartechnik VertriebsGmbH","011-7S791 F","DIN CERTCO"]
["ü Eligible",null,"2011-05-20",null,"Solar Thermal","Flat Plate Collector","FCLS","FCLS","Fogãosol, Lda","PSK-032/2013","CERTIF"]
["ü Eligible",null,"2011-05-20",null,"Solar Thermal","Flat Plate Collector","FCLS Selective","FCLS Selective","Fogãosol, Lda","PSK-033/2013","CERTIF"]
["ü Eligible",null,"2012-07-31",null,"Solar Thermal","Flat Plate Collector","FDE2.1AV","FDE2.1AV","F.D.E. SOLAR SRL","011-7S1978 F","DIN CERTCO"]
["ü Eligible",null,"2012-10-05",null,"Solar Thermal","Flat Plate Collector","FDE2.1MV, FDE2.6MV","FDE2.1MV, FDE2.6MV","F.D.E. SOLAR SRL","011-7S2029 F","DIN CERTCO"]
["ü Eligible",null,"2009-07-14",null,"Solar Thermal","Flat Plate Collector","FERCO FC 2.0","FERCO FC 2.0","Fercofloor S.L.L.","011-7S1249 F","DIN CERTCO"]
["ü Eligible",null,"2011-05-20",null,"Solar Thermal","Flat Plate Collector","FH 2,2 M, FC 2,2M, FH 2,5M, FC 2,5M","FH 2,2 M, FC 2,2M, FH 2,5M, FC 2,5M","Fercofloor S.L.L.","078/000149","AENOR"]
["ü Eligible",null,"2009-07-15",null,"Solar Thermal","Flat Plate Collector","FI 1/4*, FA 1/3*","FI 1/4*, FA 1/3*","TiSun GmbH","011-7S294 F","DIN CERTCO"]
["ü Eligible",null,"2009-07-14",null,"Solar Thermal","Flat Plate Collector","FINO","FINO","STI Solar-Technologie- International GmbH","011-7S1380 F","DIN CERTCO"]
["ü Eligible",null,"2009-07-15",null,"Solar Thermal","Flat Plate Collector","FK 25 R","FK 25 R","AUGUST BRÖTJE GmbH","011-7S709 F","DIN CERTCO"]
["ü Eligible",null,"2011-09-02",null,"Solar Thermal","Flat Plate Collector","FK 25 R C","FK 25 R C","AUGUST BRÖTJE GmbH","011-7S1698 F","DIN CERTCO"]
["ü Eligible",null,"2012-09-21",null,"Solar Thermal","Flat Plate Collector","FK 250 L, FK250P*, FK500L*, FK500P","FK 250 L, FK250P*, FK500L*, FK500P","Solfex Limited","011-7S2014 F","DIN CERTCO"]
["û Ineligible",null,"2009-07-15",null,"Solar Thermal","Flat Plate Collector","FK 26 W","FK 26 W","AUGUST BRÖTJE GmbH","011-7S039 F","DIN CERTCO","No evidence this product has been tested to the required EN standard"]
["ü Eligible",null,"2012-06-11",null,"Solar Thermal","Flat Plate Collector","FK 26 W B / FK 26 WL B","FK 26 W B / FK 26 WL B","AUGUST BRÖTJE GmbH","011-7S1944 F","DIN CERTCO"]
["ü Eligible",null,"2009-07-15",null,"Solar Thermal","Flat Plate Collector","FK 3 (s), FK 3(w), FK 4(s), FK 4(w)","FK 3 (s), FK 3(w), FK 4(s), FK 4(w)","Enertech GmbH Brenner und Heizsysteme","011-7S798 F","DIN CERTCO"]
["ü Eligible",null,"2009-07-14",null,"Solar Thermal","Flat Plate Collector","FK 6200 N2A Cu, FK 6240 N2A Cu","FK 6200 N2A Cu, FK 6240 N2A Cu","GREENoneTEC Solarindustrie GmbH","011-7S616 F","DIN CERTCO"]
["ü Eligible",null,"2009-07-15",null,"Solar Thermal","Flat Plate Collector","FK 6250H Prestige, FK 6250Q Prestige","FK 6250H Prestige, FK 6250Q Prestige","ESTEC GmbH & Co. KG","011-7S230 F","DIN CERTCO"]
["ü Eligible",null,"2013-08-27",null,"Solar Thermal","Flat Plate Collector","FK 6270","FK 6270","ESC Energy Systems Company GmbH","011-7S2230 F","DIN CERTCO"]
["ü Eligible",null,"2009-07-15",null,"Solar Thermal","Flat Plate Collector","FK 6300 Al hs N2A, FK 6300 Al hs N4A, FK 6300 Al hs L2A","FK 6300 Al hs N2A, FK 6300 Al hs N4A, FK 6300 Al hs L2A","GREENoneTEC Solarindustrie GmbH","011-7S887 F","DIN CERTCO"]
["ü Eligible",null,"2011-05-20",null,"Solar Thermal","Flat Plate Collector","FK 6300N 4M","FK 6300N 4M","GREENoneTEC Solarindustrie GmbH","011-7S937 F","DIN CERTCO"]
["ü Eligible",null,"2009-07-15",null,"Solar Thermal","Flat Plate Collector","FK 7200 N2 Al hs, N4 Al hs, L2 Al hs","FK 7200 N2 Al hs, N4 Al hs, L2 Al hs","GREENoneTEC Solarindustrie GmbH","011-7S531 F","DIN CERTCO"]
["ü Eligible",null,"2011-08-08",null,"Solar Thermal","Flat Plate Collector","FK 7200 N4A AI FL, FK 7200 L2A AI FL, FK 7200 N2A AI FL","FK 7200 N4A AI FL, FK 7200 L2A AI FL, FK 7200 N2A AI FL","GREENoneTEC Solarindustrie GmbH","011-7S1671 F","DIN CERTCO"]
["ü Eligible",null,"2011-07-25",null,"Solar Thermal","Flat Plate Collector","FK 7200 N4A Cu FL","FK 7200 N4A Cu FL","GREENoneTEC Solarindustrie GmbH","011-7S1670 F","DIN CERTCO",null,null,null,null,null,null,null,null,null,null,null,null,null,null,null,null,null,null,null,null,null,"Yes",null,null,null,"BBA"]
["ü Eligible",null,"2009-07-15",null,"Solar Thermal","Flat Plate Collector","FK 7250 L","FK 7250 L","GREENoneTEC Solarindustrie GmbH","011-7S048 F","DIN CERTCO"]
["ü Eligible",null,"2009-07-15",null,"Solar Thermal","Flat Plate Collector","FK 7250 N2A","FK 7250 N2A","GREENoneTEC Solarindustrie GmbH","011-7S044 F","DIN CERTCO"]
["ü Eligible",null,"2009-07-15",null,"Solar Thermal","Flat Plate Collector","FK 7250 N2A light","FK 7250 N2A light","GREENoneTEC Solarindustrie GmbH","011-7S047 F","DIN CERTCO"]
["ü Eligible",null,"2009-07-15",null,"Solar Thermal","Flat Plate Collector","FK 7250 N4A","FK 7250 N4A","GREENoneTEC Solarindustrie GmbH","011-7S045 F","DIN CERTCO"]
["ü Eligible",null,"2009-07-15",null,"Solar Thermal","Flat Plate Collector","FK 7300 L","FK 7300 L","GREENoneTEC Solarindustrie GmbH","011-7S046 F","DIN CERTCO"]
["ü Eligible",null,"2009-07-15",null,"Solar Thermal","Flat Plate Collector","FK 7300 L2A Al hs, N2A Al hs, N4A Al hs","FK 7300 L2A Al hs, N2A Al hs, N4A Al hs","GREENoneTEC Solarindustrie GmbH","011-7S539 F","DIN CERTCO"]
["ü Eligible",null,"2009-07-15",null,"Solar Thermal","Flat Plate Collector","FK 7300 N","FK 7300 N","GREENoneTEC Solarindustrie GmbH","011-7S042 F","DIN CERTCO"]
["ü Eligible",null,"2009-07-15",null,"Solar Thermal","Flat Plate Collector","FK 7300 N2A Al s, N4A Al s","FK 7300 N2A Al s, N4A Al s","GREENoneTEC Solarindustrie GmbH","011-7S532 F","DIN CERTCO"]
["ü Eligible",null,"2009-07-15",null,"Solar Thermal","Flat Plate Collector","FK 7300 N4","FK 7300 N4","GREENoneTEC Solarindustrie GmbH","011-7S043 F","DIN CERTCO"]
["ü Eligible",null,"2009-07-15",null,"Solar Thermal","Flat Plate Collector","FK 8000 N 4A Cu-Al, FK 8000 L 2A Cu-Al","FK 8000 N 4A Cu-Al, FK 8000 L 2A Cu-Al","GREENoneTEC Solarindustrie GmbH","011-7S149 F","DIN CERTCO"]
["? To be determined",null,"2009-07-15",null,"Solar Thermal","Flat Plate Collector","FK 8200 N2A Cu-AL, FK 8230 N2A Cu-Al, FK 8250 N2A Cu-Al","FK 8200 N2A Cu-AL, FK 8230 N2A Cu-Al, FK 8250 N2A Cu-Al","GREENoneTEC Solarindustrie GmbH","011-7S457 F","DIN CERTCO"]
["ü Eligible",null,"2011-05-20",null,"Solar Thermal","Flat Plate Collector","FK 8200 N2A Cu-Al-P, FK 8230 N2A Cu-Al-P, FK 8250 N2A Cu-Al-","FK 8200 N2A Cu-Al-P, FK 8230 N2A Cu-Al-P, FK 8250 N2A Cu-Al-","GREENoneTEC Solarindustrie GmbH","011-7S1969 F","DIN CERTCO"]
["ü Eligible",null,"2009-07-15",null,"Solar Thermal","Flat Plate Collector","FK 8200 N4 Al-Cu BP, FK 8230 N4 Al-Cu BP, FK 8250 N4 Al-Cu BP","FK 8200 N4 Al-Cu BP, FK 8230 N4 Al-Cu BP, FK 8250 N4 Al-Cu BP","GREENoneTEC Solarindustrie GmbH","011-7S540 F","DIN CERTCO"]
["ü Eligible",null,"2009-07-14",null,"Solar Thermal","Flat Plate Collector","FK 8200 N4A Cu-Al-P, FK 8230 N4A Cu-Al-P FK 8250 N4A Cu-Al-P, FK 8200 L2A Cu-Al-P FK 8230 L2A Cu-Al-P, FK 8250 L2A Cu-Al-P","FK 8200 N4A Cu-Al-P, FK 8230 N4A Cu-Al-P FK 8250 N4A Cu-Al-P, FK 8200 L2A Cu-Al-P FK 8230 L2A Cu-Al-P, FK 8250 L2A Cu-Al-P","GREENoneTEC Solarindustrie GmbH","011-7S1965 F","DIN CERTCO"]
["ü Eligible",null,"2009-07-15",null,"Solar Thermal","Flat Plate Collector","FK 8200/8230/8250 N2A Cu-Cu","FK 8200/8230/8250 N2A Cu-Cu","GREENoneTEC Solarindustrie GmbH","011-7S147 F","DIN CERTCO"]
["ü Eligible",null,"2009-07-15",null,"Solar Thermal","Flat Plate Collector","FK 8200/8230/8250 N4A/L2A Cu-Cu","FK 8200/8230/8250 N4A/L2A Cu-Cu","GREENoneTEC Solarindustrie GmbH","011-7S148 F","DIN CERTCO"]
["ü Eligible",null,"2009-07-14",null,"Solar Thermal","Flat Plate Collector","FK 8203 N2A Al-hs BF, FK8203 N4A Al-hs BF, FK 8203 N4A Al-hs FL","FK 8203 N2A Al-hs BF, FK8203 N4A Al-hs BF, FK 8203 N4A Al-hs FL","GREENoneTEC Solarindustrie GmbH","011-7S1323 F","DIN CERTCO"]
["ü Eligible",null,"2013-05-15",null,"Solar Thermal","Flat Plate Collector","FK 8207 L2H FL SR / FD, FK 8207 N2H FL SR / FD*, FK 8207 N4H FL SR / FD*, FK 8257 L2H FL SR / FD*, FK 8257 N2H FL SR / FD, FK 8257 N4H FL SR / FD","FK 8207 L2H FL SR / FD, FK 8207 N2H FL SR / FD*, FK 8207 N4H FL SR / FD*, FK 8257 L2H FL SR / FD*, FK 8257 N2H FL SR / FD, FK 8257 N4H FL SR / FD","GREENoneTEC Solarindustrie GmbH","011-7S2174 F","DIN CERTCO"]
["ü Eligible",null,"2013-05-15",null,"Solar Thermal","Flat Plate Collector","FK 8207 L4M FL SV, FK 8207 N4M FL SV*, FK 8257 L4M FL SV*, FK 8257 N4M FL SV","FK 8207 L4M FL SV, FK 8207 N4M FL SV*, FK 8257 L4M FL SV*, FK 8257 N4M FL SV","GREENoneTEC Solarindustrie GmbH","011-7S2173 F","DIN CERTCO"]
["ü Eligible",null,"2009-07-15",null,"Solar Thermal","Flat Plate Collector","FK 8210 4H Prestige","FK 8210 4H Prestige","ESTEC GmbH & Co. KG","011-7S745 F","DIN CERTCO"]
["ü Eligible",null,"2011-05-13",null,"Solar Thermal","Flat Plate Collector","FK 8250 Q Prestige","FK 8250 Q Prestige","ESTEC GmbH & Co. KG","011-7S1686 F","DIN CERTCO"]
["ü Eligible",null,"2012-05-03","2017-12-20","Solar Thermal","Flat Plate Collector","FK 8255 N4M, FK 8255 L4M","FK 8255 N4M, FK 8255 L4M","GREENoneTEC Solarindustrie GmbH","011-7S1667 F","DIN CERTCO"]
["ü Eligible",null,"2011-09-02",null,"Solar Thermal","Flat Plate Collector","FK 8256N 4M","FK 8256N 4M","GREENoneTEC Solarindustrie GmbH","011-7S1668 F","DIN CERTCO"]
["ü Eligible",null,"2009-07-14",null,"Solar Thermal","Flat Plate Collector","FK 9251 L","FK 9251 L","GREENoneTEC Solarindustrie GmbH","011-7S1256 F","DIN CERTCO"]
["ü Eligible",null,"2009-07-14",null,"Solar Thermal","Flat Plate Collector","FK 9251 N","FK 9251 N","GREENoneTEC Solarindustrie GmbH","011-7S1272 F","DIN CERTCO"]
["ü Eligible",null,"2009-07-14",null,"Solar Thermal","Flat Plate Collector","FK Basic XL","FK Basic XL","FK Solartechnik GmbH","011-7S1370 F","DIN CERTCO"]
["ü Eligible",null,"2009-07-14",null,"Solar Thermal","Flat Plate Collector","FK first","FK first","FK Solartechnik GmbH","011-7S1040 F","DIN CERTCO"]
["ü Eligible",null,"2009-07-15",null,"Solar Thermal","Flat Plate Collector","FK H4, FK V4","FK H4, FK V4","Ernst Schweizer AG Metallbau","011-7S307 F","DIN CERTCO"]
["ü Eligible",null,"2012-03-23",null,"Solar Thermal","Flat Plate Collector","FK Solar Collectors"," FK7200 N2A Al FL","GREENoneTEC Solarindustrie GmbH","BBA 0128/06","BBA"]
["ü Eligible",null,"2012-04-20",null,"Solar Thermal","Flat Plate Collector","FK Solar Collectors"," FK8250 N4M    ","GREENoneTEC Solarindustrie GmbH","BBA 0128/17","BBA"]
["ü Eligible",null,"2012-03-23",null,"Solar Thermal","Flat Plate Collector","FK Solar Collectors","\nFK 8200 N2A Cu-Al","GREENoneTEC Solarindustrie GmbH","BBA 0128/07","BBA"]
["ü Eligible",null,"2012-03-23",null,"Solar Thermal","Flat Plate Collector","FK Solar Collectors","\nFK 8203 N4A AI-hs FL","GREENoneTEC Solarindustrie GmbH","BBA 0128/10","BBA"]
["ü Eligible",null,"2012-03-23",null,"Solar Thermal","Flat Plate Collector","FK Solar Collectors","FK 8203 N2A AI-hs BF","GREENoneTEC Solarindustrie GmbH","BBA 0128/12","BBA"]
["ü Eligible",null,"2012-03-23",null,"Solar Thermal","Flat Plate Collector","FK Solar Collectors","FK 8203 N2A AI-hs FL","GREENoneTEC Solarindustrie GmbH","BBA 0128/11","BBA"]
["ü Eligible",null,"2012-03-23",null,"Solar Thermal","Flat Plate Collector","FK Solar Collectors","FK 8203 N4A AI-hs BF","GREENoneTEC Solarindustrie GmbH","BBA 0128/02","BBA"]
["ü Eligible",null,"2012-03-23",null,"Solar Thermal","Flat Plate Collector","FK Solar Collectors","FK 8230 N2A Cu-Al; ","GREENoneTEC Solarindustrie GmbH","BBA 0128/08","BBA"]
["ü Eligible",null,"2012-03-23",null,"Solar Thermal","Flat Plate Collector","FK Solar Collectors","FK 8250 N2A Cu-Al;","GREENoneTEC Solarindustrie GmbH","BBA 0128/09","BBA"]
["ü Eligible",null,"2012-03-23",null,"Solar Thermal","Flat Plate Collector","FK Solar Collectors","FK 8253 N2A AI-hs FL","GREENoneTEC Solarindustrie GmbH","BBA 0128/14","BBA"]
["ü Eligible",null,"2012-03-23",null,"Solar Thermal","Flat Plate Collector","FK Solar Collectors","FK 8253 N4A Al-hs FL ","GREENoneTEC Solarindustrie GmbH","BBA 0128/13","BBA"]
["ü Eligible",null,"2012-04-20",null,"Solar Thermal","Flat Plate Collector","FK Solar Collectors","FK9250N;         ","GREENoneTEC Solarindustrie GmbH","BBA 0128/18","BBA"]
["ü Eligible",null,"2009-07-14",null,"Solar Thermal","Flat Plate Collector","FK1 H2H, FK1 H2H-18","FK1 H2H, FK1 H2H-18","Ernst Schweizer AG Metallbau","011-7S600 F","DIN CERTCO"]
["ü Eligible",null,"2009-07-15",null,"Solar Thermal","Flat Plate Collector","FK1-H2, FK1-V2,  FK1-V2V","FK1-H2, FK1-V2,  FK1-V2V","Ernst Schweizer AG Metallbau","011-7S085 F","DIN CERTCO"]
["ü Eligible",null,"2013-02-26",null,"Solar Thermal","Flat Plate Collector","FK-2.34","FK-2.34","Membro Energietechnik GmbH & Co. KG","011-7S2111 F","DIN CERTCO"]
["ü Eligible",null,"2011-05-20",null,"Solar Thermal","Flat Plate Collector","FK-2.5","FK-2.5","Membro Energietechnik GmbH & Co. KG","011-7S2112 F","DIN CERTCO"]
["ü Eligible",null,"2012-01-31",null,"Solar Thermal","Flat Plate Collector","FK200","FK200","TWL-Technologie GmbH","011-7S1854 F","DIN CERTCO"]
["û Ineligible",null,"2009-07-15",null,"Solar Thermal","Flat Plate Collector","FK21-2","FK21-2","MP-TEC GmbH & Co. KG","011-7S108 F","DIN CERTCO","No evidence this product has been tested to the required EN standard"]
["ü Eligible",null,"2012-03-19",null,"Solar Thermal","Flat Plate Collector","FK251 BlueLine","FK251 BlueLine","s-power Entwicklungs- und Vertriebs GmbH","011-7S1849 F","DIN CERTCO"]
["ü Eligible",null,"2012-03-27",null,"Solar Thermal","Flat Plate Collector","FK257L 4M-FL, FK257N 4M-FL","FK257L 4M-FL, FK257N 4M-FL","GREENoneTEC Solarindustrie GmbH","011-7S1875 F","DIN CERTCO"]
["ü Eligible",null,"2009-07-14",null,"Solar Thermal","Flat Plate Collector","FK2-H4, FK2-V4","FK2-H4, FK2-V4","Ernst Schweizer AG Metallbau","011-7S1241 F","DIN CERTCO"]
["ü Eligible",null,"2009-07-15",null,"Solar Thermal","Flat Plate Collector","FK6300 N2A, FK6300 N4A, FK6300 L2A","FK6300 N2A, FK6300 N4A, FK6300 L2A","GREENoneTEC Solarindustrie GmbH","011-7S204 F","DIN CERTCO"]
["ü Eligible",null,"2009-07-15",null,"Solar Thermal","Flat Plate Collector","FK7200 N2A, FK7200 N4A, FK7200 L2A","FK7200 N2A, FK7200 N4A, FK7200 L2A","GREENoneTEC Solarindustrie GmbH","011-7S205 F","DIN CERTCO"]
["ü Eligible",null,"2013-09-25",null,"Solar Thermal","Flat Plate Collector","FK7220H, FK7220*","FK7220H, FK7220*","ALLIANTZ Aprosud enviroment","011-7S1194 F","DIN CERTCO"]
["ü Eligible",null,"2013-09-25",null,"Solar Thermal","Flat Plate Collector","FK7220V2","FK7220V2","APPROSUD","011-7S2123 F","DIN CERTCO"]
["ü Eligible",null,"2009-07-15",null,"Solar Thermal","Flat Plate Collector","FK7250 N2A Alu light, FK7250 N4A Al light, FK 7250 L2A Al light","FK7250 N2A Alu light, FK7250 N4A Al light, FK 7250 L2A Al light","GREENoneTEC Solarindustrie GmbH","011-7S185 F","DIN CERTCO"]
["ü Eligible",null,"2009-07-15",null,"Solar Thermal","Flat Plate Collector","FK7250 N2A Alu, FK7250 L2A Al","FK7250 N2A Alu, FK7250 L2A Al","GREENoneTEC Solarindustrie GmbH","011-7S176 F","DIN CERTCO"]
["ü Eligible",null,"2009-07-15",null,"Solar Thermal","Flat Plate Collector","FK8201 N4H FG, FK8231 N4H FG","FK8201 N4H FG, FK8231 N4H FG","GREENoneTEC Solarindustrie GmbH","011-7S538 F","DIN CERTCO"]
["ü Eligible",null,"2011-07-25",null,"Solar Thermal","Flat Plate Collector","FK8203 KWE","FK8203 KWE","Kälte-Technik KWE GmbH u. Co KG","011-7S1663 F","DIN CERTCO"]
["ü Eligible",null,"2009-07-14",null,"Solar Thermal","Flat Plate Collector","FK8250H Prestige","FK8250H Prestige","ESTEC GmbH & Co. KG","011-7S1653 F","DIN CERTCO"]
["ü Eligible",null,"2012-03-28",null,"Solar Thermal","Flat Plate Collector","FK8250L 4M, FK8250N 4M","FK8250L 4M, FK8250N 4M","GREENoneTEC Solarindustrie GmbH","011-7S1874 F","DIN CERTCO"]
["ü Eligible",null,"2012-03-29",null,"Solar Thermal","Flat Plate Collector","FK9250N","FK9250N","GREENoneTEC Solarindustrie GmbH","011-7S1757 F","DIN CERTCO"]
["ü Eligible",null,"2012-03-29",null,"Solar Thermal","Flat Plate Collector","FK9252 N / L","FK9252 N / L","GREENoneTEC Solarindustrie GmbH","011-7S1754 F","DIN CERTCO"]
["ü Eligible",null,"2012-10-02",null,"Solar Thermal","Flat Plate Collector","FKA 200 V Al/Al, FKA 240 V Al/Al, FKA 270 V Al/Al, FKA 200 H Al/Al, FKA 240 H Al/Al, FKA 270 H Al/Al","FKA 200 V Al/Al, FKA 240 V Al/Al, FKA 270 V Al/Al, FKA 200 H Al/Al, FKA 240 H Al/Al, FKA 270 H Al/Al","STI Solar-Technologie- International GmbH","011-7S1910 F","DIN CERTCO"]
["ü Eligible",null,"2012-10-02",null,"Solar Thermal","Flat Plate Collector","FKA 200 V Al/Cu, FKA 240 V Al/Cu, FKA 270 V Al/Cu, FKA 200 H Al/Cu, FKA 240 H Al/Cu, FKA 270 H Al/Cu","FKA 200 V Al/Cu, FKA 240 V Al/Cu, FKA 270 V Al/Cu, FKA 200 H Al/Cu, FKA 240 H Al/Cu, FKA 270 H Al/Cu","STI Solar-Technologie- International GmbH","011-7S1911 F","DIN CERTCO"]
["ü Eligible",null,"2012-10-02",null,"Solar Thermal","Flat Plate Collector","FKA 200 V Cu/Cu, FKA 240 V Cu/Cu, FKA 270 V Cu/Cu, FKA 200 H Cu/Cu, FKA 240 H Cu/Cu, FKA 270 H Cu/Cu","FKA 200 V Cu/Cu, FKA 240 V Cu/Cu, FKA 270 V Cu/Cu, FKA 200 H Cu/Cu, FKA 240 H Cu/Cu, FKA 270 H Cu/Cu","STI Solar-Technologie- International GmbH","011-7S1912 F","DIN CERTCO"]
["ü Eligible",null,"2009-07-15",null,"Solar Thermal","Flat Plate Collector","FKA-240","FKA-240","STI Solar-Technologie- International GmbH","011-7S154 F","DIN CERTCO"]
["ü Eligible",null,"2009-07-15",null,"Solar Thermal","Flat Plate Collector","FKA-270","FKA-270","STI Solar-Technologie- International GmbH","011-7S832 F","DIN CERTCO"]
["ü Eligible",null,"2009-07-14",null,"Solar Thermal","Flat Plate Collector","FKA-F1200","FKA-F1200","IES-Rudert (Asia) Limited","011-7S1213 F","DIN CERTCO"]
["ü Eligible",null,"2013-08-20",null,"Solar Thermal","Flat Plate Collector","FKA-F-1200.e","FKA-F-1200.e","IES-Rudert (Asia) Limited","SP SC1017-13","SP"]
["ü Eligible",null,"2012-07-20",null,"Solar Thermal","Flat Plate Collector","FKB","FKB","Enertech GmbH Brenner und Heizsysteme","011-7S1967 F","DIN CERTCO"]
["ü Eligible",null,"2009-07-15",null,"Solar Thermal","Flat Plate Collector","FKC-240-V","FKC-240-V","STI Solar-Technologie- International GmbH","011-7S155 F","DIN CERTCO"]
["ü Eligible",null,"2012-07-20",null,"Solar Thermal","Flat Plate Collector","FKC-25","FKC-25","Tobler Haustechnik AG","011-7S1975 F","DIN CERTCO"]
["ü Eligible",null,"2012-07-20",null,"Solar Thermal","Flat Plate Collector","FKC-2W","FKC-2W","Tobler Haustechnik AG","011-7S1976 F","DIN CERTCO"]
["ü Eligible",null,"2013-05-24",null,"Solar Thermal","Flat Plate Collector","FKF 200 V AlAl, FKF 240 V AlAl, FKF 270 V AlAl, \nFKF 200 H AlAl, FKF 240 H AlAl, FKF 270 H AlAl","FKF 200 V AlAl, FKF 240 V AlAl, FKF 270 V AlAl, \nFKF 200 H AlAl, FKF 240 H AlAl, FKF 270 H AlAl","STI Solar-Technologie- International GmbH","011-7S1913 F","DIN CERTCO"]
["ü Eligible",null,"2013-05-24",null,"Solar Thermal","Flat Plate Collector","FKF 200 V AlCu, FKF 240 V AlCu, FKF 270 V AlCu, FKF 200 H AlCu, FKF 240 H AlCu, FKF 270 H AlCu","FKF 200 V AlCu, FKF 240 V AlCu, FKF 270 V AlCu, FKF 200 H AlCu, FKF 240 H AlCu, FKF 270 H AlCu","STI Solar-Technologie- International GmbH","011-7S1914 F","DIN CERTCO"]
["ü Eligible",null,"2013-05-24",null,"Solar Thermal","Flat Plate Collector","FKF 200 V CuCu, FKF 240 V CuCu, FKF 270 V CuCu, \nFKF 200 H CuCu, FKF 240 H CuCu, FKF 270 H CuCu","FKF 200 V CuCu, FKF 240 V CuCu, FKF 270 V CuCu, \nFKF 200 H CuCu, FKF 240 H CuCu, FKF 270 H CuCu","STI Solar-Technologie- International GmbH","011-7S1915 F","DIN CERTCO"]
["ü Eligible",null,"2013-11-14",null,"Solar Thermal","Flat Plate Collector","FKHE 2.5","FKHE 2.5","Hummel AG","011-7S2266 F","DIN CERTCO"]
["ü Eligible",null,"2013-11-14",null,"Solar Thermal","Flat Plate Collector","FKHE 2.5 Q","FKHE 2.5 Q","Hummel AG","011-7S2267 F","DIN CERTCO"]
["û Ineligible",null,"2009-07-15",null,"Solar Thermal","Flat Plate Collector","FKI-2","FKI-2","MP-TEC GmbH & Co. KG","011-7S035 F","DIN CERTCO","No evidence this product has been tested to the required EN standard"]
["ü Eligible",null,"2013-10-30",null,"Solar Thermal","Flat Plate Collector","FKLC2","FKLC2","Hummel AG","011-7S2268 F","DIN CERTCO"]
["ü Eligible",null,"2013-06-10",null,"Solar Thermal","Flat Plate Collector","FKT-25","FKT-25","e.l.m. leblanc S.A.S.","011-7S2083 F","DIN CERTCO",null,null,null,null,null,null,null,null,null,null,null,null,null,null,null,null,null,null,null,null,null,null,null,null,null,null,null,null,{"$error":"#N/A"},{"$error":"#N/A"}]
["ü Eligible",null,"2013-06-10",null,"Solar Thermal","Flat Plate Collector","FKT-25","FKT-25","Tobler Haustechnik AG","011-7S2085 F","DIN CERTCO"]
["ü Eligible",null,"2013-07-09",null,"Solar Thermal","Flat Plate Collector","FKT-2W","FKT-2W","Bosch Thermotechnik GmbH","011-7S2076 F","DIN CERTCO"]
["ü Eligible",null,"2013-07-09",null,"Solar Thermal","Flat Plate Collector","FKT-2W","FKT-2W","Tobler Haustechnik AG","011-7S2078 F","DIN CERTCO"]
["ü Eligible",null,"2009-07-15",null,"Solar Thermal","Flat Plate Collector","FK-TX 1045/1045 ; FK-TX-F 1045/1045","FK-TX 1045/1045 ; FK-TX-F 1045/1045","Systaic","011-7S564 F","DIN CERTCO"]
["ü Eligible",null,"2009-07-14",null,"Solar Thermal","Flat Plate Collector","Flachkollektor","Flachkollektor","FLAMM AG.","011-7S1660 F","DIN CERTCO"]
["ü Eligible",null,"2009-07-15",null,"Solar Thermal","Flat Plate Collector","Flachkollektor DH 21 - 1","Flachkollektor DH 21 - 1","Thermic Energy Ltd.","011-7S390 F","DIN CERTCO",null,null,null,null,null,null,null,null,null,null,null,null,null,null,null,null,null,null,null,null,null,null,null,null,null,"BRE","YES"]
["ü Eligible",null,"2009-07-15",null,"Solar Thermal","Flat Plate Collector","Flachkollektor EM 21 - 1","Flachkollektor EM 21 - 1","Thermic Energy Ltd.","011-7S391 F","DIN CERTCO"]
["ü Eligible",null,"2009-07-14",null,"Solar Thermal","Flat Plate Collector","FLASH 2.0","FLASH 2.0","EcoJura Sp. z o.o.","011-7S1703 F","DIN CERTCO"]
["ü Eligible",null,"2012-05-18",null,"Solar Thermal","Flat Plate Collector","Flat plate collector 2.0V","Flat plate collector 2.0V","Rivusol B.V.","011-7S1940 F","DIN CERTCO"]
["ü Eligible",null,"2012-04-25",null,"Solar Thermal","Flat Plate Collector","Flat Plate Collector Portrait, Flat Plate Collector Landscape","Flat Plate Collector Portrait, Flat Plate Collector Landscape","Alpha Therm Ltd","011-7S1899 F","DIN CERTCO"]
["ü Eligible",null,"2012-09-30",null,"Solar Thermal","Flat Plate Collector","FLATLINE Blue Energy Pro plus","FLATLINE Blue Energy Pro plus","NAU GmbH","011-7S1724 F","DIN CERTCO"]
["ü Eligible",null,"2009-07-15",null,"Solar Thermal","Flat Plate Collector","Flatpower 21, Flatpower 25","Flatpower 21, Flatpower 25","Westech Components Wuxi Co., Ltd","011-7S1175 F","DIN CERTCO"]
["ü Eligible",null,"2012-03-28",null,"Solar Thermal","Flat Plate Collector","FLK 25 h, FLK 25 v","FLK 25 h, FLK 25 v","REHAU AG + Co","011-7S1888 F","DIN CERTCO"]
["ü Eligible",null,"2006-12-19",null,"Solar Thermal","Flat Plate Collector","FM-S 2.00 Modulkollektor, FM-W 2.00 Modulkollektor, FM-S 2.55 Modulkollektor, FM-W 2.55 Modulkollektor","FM-S 2.00 Modulkollektor, FM-W 2.00 Modulkollektor, FM-S 2.55 Modulkollektor, FM-W 2.55 Modulkollektor","TiSun GmbH","011-7S120 F","DIN CERTCO"]
["ü Eligible",null,"2009-07-15",null,"Solar Thermal","Flat Plate Collector","FOCUS AR","FOCUS AR","Sailer GmbH","011-7S1067 F","DIN CERTCO"]
["ü Eligible",null,"2012-04-05",null,"Solar Thermal","Flat Plate Collector","FOCUS HTF","FOCUS HTF","Sailer GmbH","011-7S1891 F","DIN CERTCO"]
["ü Eligible",null,"2013-06-20",null,"Solar Thermal","Flat Plate Collector","FOX AL 18, FOX AL 21*, FOX AL 25","FOX AL 18, FOX AL 21*, FOX AL 25","DAK INDUSTRIES","011-7S2125 F","DIN CERTCO"]
["ü Eligible",null,"2009-07-14",null,"Solar Thermal","Flat Plate Collector","FP 1.20.0 HE sc","FP 1.20.0 HE sc","Kioto Clear Energy CV","011-7S1364 F","DIN CERTCO"]
["ü Eligible",null,"2009-07-14",null,"Solar Thermal","Flat Plate Collector","FP 202","FP 202","TT Thermotech  Scandinavia AB","011-7S1500 F","DIN CERTCO"]
["ü Eligible",null,"2011-05-20",null,"Solar Thermal","Flat Plate Collector","FP Black","FP Black","Innosolar Energy Co, Ltd","011-7S2147 F","DIN CERTCO"]
["ü Eligible",null,"2013-09-24",null,"Solar Thermal","Flat Plate Collector","FP CU ETA-PLUS","FP CU ETA-PLUS","Innosolar Energy Co, Ltd","011-7S2146 F","DIN CERTCO"]
["ü Eligible",null,"2009-07-15",null,"Solar Thermal","Flat Plate Collector","FP GV 2.15 -1.0","FP GV 2.15 -1.0","First Solares Co., Ltd","011-7S1085 F","DIN CERTCO"]
["ü Eligible",null,"2009-07-15",null,"Solar Thermal","Flat Plate Collector","FP3.0-A","FP3.0-A","Guangdong Fivestar Solar Energy Co. Ltd.","011-7S298 F","DIN CERTCO"]
["ü Eligible",null,"2009-07-15",null,"Solar Thermal","Flat Plate Collector","FP3.0-C","FP3.0-C","Guangdong Fivestar Solar Energy Co. Ltd.","011-7S542 F","DIN CERTCO"]
["ü Eligible",null,"2009-07-15",null,"Solar Thermal","Flat Plate Collector","FP3.0-D","FP3.0-D","Guangdong Fivestar Solar Energy Co. Ltd.","011-7S729 F","DIN CERTCO"]
["ü Eligible",null,"2012-06-14",null,"Solar Thermal","Flat Plate Collector","FP3.0-F, FP3.0-G, FP3.0-E","FP3.0-F, FP3.0-G, FP3.0-E","Guangdong Fivestar Solar Energy Co. Ltd.","SP SC1118-12","SP"]
["ü Eligible",null,"2011-05-20",null,"Solar Thermal","Flat Plate Collector","FPC1200A","FPC1200A","Beijing Siji Micoe Solar Energy Technology Co. Ltd.","011-7S1047 F","DIN CERTCO"]
["ü Eligible",null,"2009-07-15",null,"Solar Thermal","Flat Plate Collector","FPC1200A","FPC1200A","Beijing Siji Micoe Solar Energy Technology Co. Ltd.","011-7S1047 R","DIN CERTCO"]
["ü Eligible",null,"2009-07-15",null,"Solar Thermal","Flat Plate Collector","FPC1200A","FPC1200A","Jiangsu Sunrain solar energy co., ltd","011-7S1004 F","DIN CERTCO"]
["ü Eligible",null,"2009-07-14",null,"Solar Thermal","Flat Plate Collector","FPC1200D","FPC1200D","ELIOTEKNOLOGY Ltd","SP SC0388-14","SP"]
["ü Eligible",null,"2013-12-11",null,"Solar Thermal","Flat Plate Collector","FPC1200D","FPC1200D","Jiangsu Micoe Solar Energy Co., Ltd.","SP SC1396-13","SP"]
["ü Eligible",null,"2012-10-15",null,"Solar Thermal","Flat Plate Collector","FPC1200D","FPC1200D","Jiangsu Sunrain solar energy co., ltd","SP SC1710-12","SP"]
["ü Eligible",null,"2009-07-15",null,"Solar Thermal","Flat Plate Collector","FPC-128","FPC-128","WAYSE","011-7S1019 F","DIN CERTCO"]
["ü Eligible",null,"2009-07-14",null,"Solar Thermal","Flat Plate Collector","FPC2220","FPC2220","Beijing Siji Micoe Solar Energy Technology Co. Ltd.","011-7S1060 F","DIN CERTCO"]
["ü Eligible",null,"2009-07-15",null,"Solar Thermal","Flat Plate Collector","FPC2220","FPC2220","Beijing Siji Micoe Solar Energy Technology Co. Ltd.","011-7S1060 R","DIN CERTCO"]
["ü Eligible",null,"2013-02-02",null,"Solar Thermal","Flat Plate Collector","FPC-A32","FPC-A32","Apricus Solar Co., ltd","011-7S2089 F","DIN CERTCO"]
["ü Eligible",null,"2009-07-15",null,"Solar Thermal","Flat Plate Collector","FP-GV2.15.0","FP-GV2.15.0","First Solares Co., Ltd","011-7S1080 F","DIN CERTCO"]
["ü Eligible",null,"2014-02-21",null,"Solar Thermal","Flat Plate Collector","FPW 18","FPW 18","Kingspan Environmental Ltd.","BSI KM 559829/12","BSI",null,null,null,null,null,null,null,null,null,null,null,null,null,null,null,null,null,null,null,null,null,"Yes",null,null,null,"BBA","NO"]
["ü Eligible",null,"2014-02-21",null,"Solar Thermal","Flat Plate Collector","FPW 21","FPW 21","Kingspan Environmental Ltd.","BSI KM 559829/13","BSI"]
["ü Eligible",null,"2014-02-21",null,"Solar Thermal","Flat Plate Collector","FPW 25","FPW 25","Kingspan Environmental Ltd.","BSI KM 559829/14","BSI"]
["ü Eligible",null,"2014-12-15",null,"Solar Thermal","Flat Plate Collector","FSK 230","FSK 230","Oranier Heiztechnik GmbH","011-7S2451 F","DIN CERTCO"]
["ü Eligible",null,"2009-07-14",null,"Solar Thermal","Flat Plate Collector","FT 1,5 Cu/Al,  FT 2 Cu/Al,  FT 2,5 Cu/Al,  FT-2,5 Cu/Al","FT 1,5 Cu/Al,  FT 2 Cu/Al,  FT 2,5 Cu/Al,  FT-2,5 Cu/Al","Solar Tubes","TSU 002-10","TSU"]
["ü Eligible",null,"2009-07-14",null,"Solar Thermal","Flat Plate Collector","FT 1,5 Cu/Cu,  FT 2 Cu/Cu,  FT 2,5 Cu/Cu,  FT-2,5 Cu/Cu","FT 1,5 Cu/Cu,  FT 2 Cu/Cu,  FT 2,5 Cu/Cu,  FT-2,5 Cu/Cu","Solar Tubes","TSU 001-10","TSU"]
["ü Eligible",null,"2013-02-12",null,"Solar Thermal","Flat Plate Collector","FUSION GS","FUSION GS","BYSUN","078/000177","AENOR"]
["ü Eligible",null,"2009-07-14",null,"Solar Thermal","Flat Plate Collector","G26S, G26W","G26S, G26W","NEUMA-Solar","011-7S1507 F","DIN CERTCO"]
["ü Eligible",null,"2011-07-12",null,"Solar Thermal","Flat Plate Collector","G4, G5","G4, G5","Geres-Asco Sp. z o.o.","078/000006","AENOR"]
["ü Eligible",null,"2013-05-31",null,"Solar Thermal","Flat Plate Collector","GAIA RUN 2.15 BLUE, GAIA RUN 2.55 BLUE","GAIA RUN 2.15 BLUE, GAIA RUN 2.55 BLUE","Gaia Energies Nouvelles","011-7S2166 F","DIN CERTCO"]
["ü Eligible",null,"2012-11-09",null,"Solar Thermal","Flat Plate Collector","GAK 5000, GAK 10000","GAK 5000, GAK 10000","RipoSOL Handels GmbH","011-7S1968 F","DIN CERTCO"]
["ü Eligible",null,"2012-06-14",null,"Solar Thermal","Flat Plate Collector","GAK m2.0 meander, 2.5 meander","GAK m2.0 meander, 2.5 meander","Geres-Asco Sp. z o.o.","011-7S1560 F","DIN CERTCO",null,null,null,null,null,null,null,null,null,null,null,null,null,null,null,null,null,null,null,null,null,"Yes",null,null,null,"BBA","NO"]
["ü Eligible",null,"2009-07-15",null,"Solar Thermal","Flat Plate Collector","GAK2.0, GAK2.5, GAK3.0","GAK2.0, GAK2.5, GAK3.0","Geres-Asco Sp. z o.o.","011-7S983 F","DIN CERTCO"]
["ü Eligible",null,"2009-07-15",null,"Solar Thermal","Flat Plate Collector","General Solar Systems SCE250, pro solar SCE250, Sonnenkraft SCE250, ISIsun SCE250","General Solar Systems SCE250, pro solar SCE250, Sonnenkraft SCE250, ISIsun SCE250","General Solar Systems GmbH","011-7S293 F","DIN CERTCO"]
["ü Eligible",null,"2009-07-15",null,"Solar Thermal","Flat Plate Collector","Genersys 1000-10H","Genersys 1000-10H","Genersys Plc.","011-7S464 F","DIN CERTCO"]
["ü Eligible",null,"2009-07-15",null,"Solar Thermal","Flat Plate Collector","Genersys 1000-4, Genersys 1000-10","Genersys 1000-4, Genersys 1000-10","Genersys Plc.","011-7S255 F","DIN CERTCO"]
["ü Eligible",null,"2009-07-15",null,"Solar Thermal","Flat Plate Collector","Genersys 1200","Genersys 1200","Genersys Plc.","011-7S501 F","DIN CERTCO"]
["ü Eligible",null,"2009-07-15",null,"Solar Thermal","Flat Plate Collector","Genersys 1450, Genersys 1450+","Genersys 1450, Genersys 1450+","Genersys Plc.","011-7S326 F","DIN CERTCO"]
["ü Eligible",null,"2012-10-12",null,"Solar Thermal","Flat Plate Collector","GETASYSTEM SOLAR 200","GETASYSTEM SOLAR 200","Tepelná cerpadla IVT s.r.o.","011-7S1887 F","DIN CERTCO"]
["ü Eligible",null,"2014-07-17",null,"Solar Thermal","Flat Plate Collector","GFK- 2GT (5), GFK- 2GT (10)","GFK- 2GT (5), GFK- 2GT (10)","Hoval","011-7S2289 F","DIN CERTCO"]
["ü Eligible",null,"2009-07-15",null,"Solar Thermal","Flat Plate Collector","GFK 47 l, 63 l, 78 l, 93 l, 109 l, 125 l, 59 l, 79 l, 98 l, 116 l, 136 l, 155 l, 70 l","GFK 47 l, 63 l, 78 l, 93 l, 109 l, 125 l, 59 l, 79 l, 98 l, 116 l, 136 l, 155 l, 70 l","Alpha-InnoTec Sun GmbH","011-7S617 F","DIN CERTCO",null,null,null,null,null,null,null,null,null,null,null,null,null,null,null,null,null,null,null,null,null,"Yes",null,null,null,"BRE","YES"]
["ü Eligible",null,"2009-07-15",null,"Solar Thermal","Flat Plate Collector","GFK 96 A, GFK 127 A","GFK 96 A, GFK 127 A","Alpha-InnoTec Sun GmbH","011-7S459 F","DIN CERTCO"]
["ü Eligible",null,"2009-07-14",null,"Solar Thermal","Flat Plate Collector","GFKA*","GFKA*","Alpha-InnoTec Sun GmbH","011-7S1345 F","DIN CERTCO"]
["ü Eligible",null,"2009-07-15",null,"Solar Thermal","Flat Plate Collector","GFK-AI SM6,8,10","GFK-AI SM6,8,10","Hoval","011-7S577 F","DIN CERTCO"]
["ü Eligible",null,"2009-07-15",null,"Solar Thermal","Flat Plate Collector","GFK-ALGT 5, GFK-ALGT 10","GFK-ALGT 5, GFK-ALGT 10","Hovalwerk AG","011-7S874 F","DIN CERTCO"]
["ü Eligible",null,"2014-01-09",null,"Solar Thermal","Flat Plate Collector","GFKI*","GFKI*","Alpha-InnoTec Sun GmbH","011-7S2287 F","DIN CERTCO"]
["ü Eligible",null,"2013-09-02",null,"Solar Thermal","Flat Plate Collector","Ghost*","Ghost*","Energie Integrate S.r.l","120BN/0","ICIM"]
["ü Eligible",null,"2013-10-14",null,"Solar Thermal","Flat Plate Collector","gigaSol OR, gigaSol HH OR","gigaSol OR, gigaSol HH OR","Gasokol GmbH ","011-7S2214 F","DIN CERTCO"]
["ü Eligible",null,"2009-07-15",null,"Solar Thermal","Flat Plate Collector","gigaSolHH2 ST, gigaSol12 ST","gigaSolHH2 ST, gigaSol12 ST","Gasokol GmbH ","011-7S744 F","DIN CERTCO"]
["ü Eligible",null,"2009-07-15",null,"Solar Thermal","Flat Plate Collector","GJ 140A/ GJ 140 D.5","GJ 140A/ GJ 140 D.5","SUNMARK","SP 50 93 01","SP"]
["ü Eligible",null,"2009-07-15",null,"Solar Thermal","Flat Plate Collector","GK 3100, GK 3500","GK 3100, GK 3500","GREENoneTEC Solarindustrie GmbH","011-7S458 F","DIN CERTCO"]
["ü Eligible",null,"2012-03-05",null,"Solar Thermal","Flat Plate Collector","GK 3501-FL, GK 3101-FL","GK 3501-FL, GK 3101-FL","GREENoneTEC Solarindustrie GmbH","011-7S1872 F","DIN CERTCO"]
["ü Eligible",null,"2012-09-10",null,"Solar Thermal","Flat Plate Collector","GK3502 - FL , GK3102 - FL","GK3502 - FL , GK3102 - FL","GREENoneTEC Solarindustrie GmbH","011-7S2000 F","DIN CERTCO"]
["ü Eligible",null,"2012-09-10",null,"Solar Thermal","Flat Plate Collector","GK3502 - FL-AR, GK3102 - FL-AR, GK3501 - FL-AR, GK3101 - FL-AR","GK3502 - FL-AR, GK3102 - FL-AR, GK3501 - FL-AR, GK3101 - FL-AR","GREENoneTEC Solarindustrie GmbH","011-7S2001 F","DIN CERTCO"]
["ü Eligible",null,"2012-09-10",null,"Solar Thermal","Flat Plate Collector","GK3502 - M/PR, GK3102 - M/PR, GK3501 - M/PR, GK3101 - M/PR","GK3502 - M/PR, GK3102 - M/PR, GK3501 - M/PR, GK3101 - M/PR","GREENoneTEC Solarindustrie GmbH","011-7S2003 F","DIN CERTCO"]
["ü Eligible",null,"2012-09-10",null,"Solar Thermal","Flat Plate Collector","GK3502 - M/PR-AR, GK3102 - M/PR-AR, GK3501 - M/PR-AR, GK3101 - M/PR-AR","GK3502 - M/PR-AR, GK3102 - M/PR-AR, GK3501 - M/PR-AR, GK3101 - M/PR-AR","GREENoneTEC Solarindustrie GmbH","011-7S2002 F","DIN CERTCO"]
["ü Eligible",null,"2009-07-15",null,"Solar Thermal","Flat Plate Collector","GK5-AL, Sonnenkraft GK5-Al, prosolar GK5-Al, GK10-AL, Sonnenkraft GK10-Al, prosolar GK10-Al","GK5-AL, Sonnenkraft GK5-Al, prosolar GK5-Al, GK10-AL, Sonnenkraft GK10-Al, prosolar GK10-Al","General Solar Systems GmbH","011-7S496 F","DIN CERTCO"]
["ü Eligible",null,"2011-05-20",null,"Solar Thermal","Flat Plate Collector","GLK-M, GLK-F, GLK-E","GLK-M, GLK-F, GLK-E","Grammer Solar GmbH","011-7S2347 L","DIN CERTCO"]
["ü Eligible",null,"2012-09-21","2018-08-02","Solar Thermal","Flat Plate Collector","Glow-worm","Glow-worm Clearly Solar SRH2.3","Glow-Worm","BBA 0135/03","BBA"]
["ü Eligible",null,"2012-09-21","2018-08-02","Solar Thermal","Flat Plate Collector","Glow-worm","Glow-worm Clearly Solar SRH2.3","Glow-Worm","BBA 0135/04","BBA"]
["ü Eligible",null,"2012-09-21","2018-08-02","Solar Thermal","Flat Plate Collector","Glow-worm","Glow-worm Clearly Solar SRV2.3","Glow-Worm","BBA 0135/01","BBA"]
["ü Eligible",null,"2012-09-21","2018-08-02","Solar Thermal","Flat Plate Collector","Glow-worm","Glow-worm Clearly Solar SRV2.3","Glow-Worm","BBA 0135/02","BBA"]
["ü Eligible",null,"2009-07-15",null,"Solar Thermal","Flat Plate Collector","Gluatmugl GS","Gluatmugl GS","S.O.L.I.D. Gesellschaft für Solarinstallation und Design GmbH","011-7S840 F","DIN CERTCO"]
["ü Eligible",null,"2009-07-15",null,"Solar Thermal","Flat Plate Collector","Gluatmugl HT 4.2 m2, 16.7 m2","Gluatmugl HT 4.2 m2, 16.7 m2","S.O.L.I.D. Gesellschaft für Solarinstallation und Design GmbH","011-7S839 F","DIN CERTCO"]
["ü Eligible",null,"2013-09-04",null,"Solar Thermal","Flat Plate Collector","GM4 GM5","GM4 GM5","Geres-Asco Sp. z o.o.","078/000175","AENOR"]
["ü Eligible",null,"2011-05-20",null,"Solar Thermal","Flat Plate Collector","Gold Green SH 20","Gold Green SH 20","B&S Wärmetechnik und Wohnen","011-7S2193 F","DIN CERTCO"]
["ü Eligible",null,"2009-07-15",null,"Solar Thermal","Flat Plate Collector","GOLIATH","GOLIATH","NEUMA-Solar","011-7S694 F","DIN CERTCO"]
["ü Eligible",null,"2013-09-24",null,"Solar Thermal","Flat Plate Collector","GOLIATH Premium MF 2,4m2, GOLIATH Premium GF 2,9m2, GOLIATH Premium GFW 2,4m2","GOLIATH Premium MF 2,4m2, GOLIATH Premium GF 2,9m2, GOLIATH Premium GFW 2,4m2","NEUMA-Solar","011-7S2253 F","DIN CERTCO"]
["ü Eligible",null,"2009-07-15",null,"Solar Thermal","Flat Plate Collector","GPO 2100 H GPO 2100 Q","GPO 2100 H GPO 2100 Q","GPO-TEC SolarTechnik GmbH","011-7S928 F","DIN CERTCO"]
["? To be determined",null,"2009-07-15",null,"Solar Thermal","Flat Plate Collector","GPO 2100 ultra","GPO 2100 ultra","GPO-TEC SolarTechnik GmbH","011-7S929 F","DIN CERTCO"]
["ü Eligible",null,"2009-07-14",null,"Solar Thermal","Flat Plate Collector","GRANT SOLAR SAHARA, GRANT SOLAR AURORA","GRANT SOLAR SAHARA, GRANT SOLAR AURORA","Grant Engineering Ltd","011-7S1052 F","DIN CERTCO"]
["ü Eligible",null,"2013-07-15",null,"Solar Thermal","Flat Plate Collector","Grant Solar Sahara, Grant Solar Aurora","Grant Solar Sahara, Grant Solar Aurora","Grant Engineering Ltd","011-7S2169 F","DIN CERTCO"]
["ü Eligible",null,"2009-07-14",null,"Solar Thermal","Flat Plate Collector","Großflächenkollektor, Indach/Fassade - Antireflex, Aufdach - Antireflex","Großflächenkollektor, Indach/Fassade - Antireflex, Aufdach - Antireflex","BET- BioEnergieTeam GmbH","011-7S1122 F","DIN CERTCO"]
["ü Eligible",null,"2009-07-14",null,"Solar Thermal","Flat Plate Collector","Großflächenkollektor, Indach/Fassade, Aufdach","Großflächenkollektor, Indach/Fassade, Aufdach","BET- BioEnergieTeam GmbH","011-7S1121 F","DIN CERTCO"]
["ü Eligible",null,"2011-05-20",null,"Solar Thermal","Flat Plate Collector","GS Premium 2.06","GS Premium 2.06","Gürsolar GmbH","011-7S2154 R","DIN CERTCO"]
["ü Eligible",null,"2009-07-14",null,"Solar Thermal","Flat Plate Collector","GS-301","GS-301","LUPI Solartechnik GmbH","011-7S1183 F","DIN CERTCO"]
["ü Eligible",null,"2013-02-26",null,"Solar Thermal","Flat Plate Collector","GSE, GSS*, GSL","GSE, GSS*, GSL","KODSAN A.Ş.","011-7S2101 F","DIN CERTCO"]
["ü Eligible",null,"2009-07-15",null,"Solar Thermal","Flat Plate Collector","GSE2000/TIN, GSE2.0, GSE2400/TIN","GSE2000/TIN, GSE2.0, GSE2400/TIN","GEO-TEC SOLARTECHNIK GMBH","011-7S750 F","DIN CERTCO"]
["ü Eligible",null,"2009-07-15",null,"Solar Thermal","Flat Plate Collector","GSE2000/TINQ, GSE2400/TINQ","GSE2000/TINQ, GSE2400/TINQ","GEO-TEC SOLARTECHNIK GMBH","011-7S751 F","DIN CERTCO"]
["ü Eligible",null,"2009-07-15",null,"Solar Thermal","Flat Plate Collector","GSOL-P20","GSOL-P20","GRANDSOLAR Co., Ltd.","011-7S335 F","DIN CERTCO"]
["ü Eligible",null,"2009-07-15",null,"Solar Thermal","Flat Plate Collector","GSOL-P20","GSOL-P20","GRANDSOLAR Co., Ltd.","011-7S335 R","DIN CERTCO"]
["ü Eligible",null,"2009-07-15",null,"Solar Thermal","Flat Plate Collector","GS-SUN-THERM","GS-SUN-THERM","GS Wärmesysteme GmbH","011-7S304 F","DIN CERTCO"]
["ü Eligible",null,"2009-07-15",null,"Solar Thermal","Flat Plate Collector","GTI 2000 sun4you","GTI 2000 sun4you","sun4web GmbH","011-7S820 F","DIN CERTCO"]
["ü Eligible",null,"2009-07-15",null,"Solar Thermal","Flat Plate Collector","GTK 215","GTK 215","GEG AG","011-7S170 F","DIN CERTCO"]
["ü Eligible",null,"2009-07-14",null,"Solar Thermal","Flat Plate Collector","H NRG 230W","H NRG 230W","ANAF S.p.A.","065BN/0","ICIM"]
["û Ineligible",null,"2009-07-15",null,"Solar Thermal","Flat Plate Collector","H1T / H1TX","H1T / H1TX","SUNERG SOLAR s.r.l","011-7S099 F","DIN CERTCO","No evidence this product has been tested to the required EN standard"]
["ü Eligible",null,"2012-09-14",null,"Solar Thermal","Flat Plate Collector","H272-N-AR","H272-N-AR","HELIOFRANCE SARL","106BN/0","ICIM"]
["ü Eligible",null,"2012-07-16",null,"Solar Thermal","Flat Plate Collector","Hansa Col 2.1 (Mäander)","Hansa Col 2.1 (Mäander)","HANSA Öl- und Gasbrenner GmbH","011-7S1929 F","DIN CERTCO"]
["ü Eligible",null,"2011-05-20",null,"Solar Thermal","Flat Plate Collector","Hansa Col 2.5 (Mäander)","Hansa Col 2.5 (Mäander)","HANSA Öl- und Gasbrenner GmbH","011-7S1930 F","DIN CERTCO"]
["ü Eligible",null,"2013-10-24",null,"Solar Thermal","Flat Plate Collector","HANSA Köl 2.5 (Harfe)","HANSA Köl 2.5 (Harfe)","HANSA Öl- und Gasbrenner GmbH","011-7S2258 F","DIN CERTCO"]
["ü Eligible",null,"2009-07-15",null,"Solar Thermal","Flat Plate Collector","HansaKoll 2.1","HansaKoll 2.1","HANSA Öl- und Gasbrenner GmbH","011-7S245 F","DIN CERTCO"]
["ü Eligible",null,"2009-07-15",null,"Solar Thermal","Flat Plate Collector","HBA2.0-1","HBA2.0-1","Beijing HailinSolar Equipments Co., Ltd","SP SC0800-09","SP"]
["ü Eligible",null,"2012-10-19",null,"Solar Thermal","Flat Plate Collector","HC.1","HC.1","TIGI LTD.","011-7S2040 F","DIN CERTCO"]
["ü Eligible",null,"2011-04-08",null,"Solar Thermal","Flat Plate Collector","Heatrae Sadia Solar Collectors","SOL 200","Baxi Heating UK Ltd","BBA 0078/01","BBA"]
["ü Eligible",null,"2011-04-08",null,"Solar Thermal","Flat Plate Collector","Heatrae Sadia Solar Collectors","SOL 200H","Baxi Heating UK Ltd","BBA 0078/02","BBA"]
["ü Eligible",null,"2011-04-08",null,"Solar Thermal","Flat Plate Collector","Heatrae Sadia Solar Collectors","SOL 250","Baxi Heating UK Ltd","BBA 0078/03","BBA"]
["ü Eligible",null,"2011-04-08",null,"Solar Thermal","Flat Plate Collector","Heatrae Sadia Solar Collectors","SOL 250H","Baxi Heating UK Ltd","BBA 0078/04","BBA"]
["ü Eligible",null,"2009-07-14",null,"Solar Thermal","Flat Plate Collector","Heatwave","Heatwave","Sertec Energy Ltd","011-7S1251 F","DIN CERTCO"]
["ü Eligible",null,"2009-07-15",null,"Solar Thermal","Flat Plate Collector","Heatwave","Heatwave","Sertec Energy Ltd","011-7S1251 F      ","DIN CERTCO"]
["ü Eligible",null,"2009-07-15",null,"Solar Thermal","Flat Plate Collector","Helio 2.0, 2.51, 2.85","Helio 2.0, 2.51, 2.85","Energeko.fr","011-7S368 F","DIN CERTCO"]
["ü Eligible",null,"2009-07-15",null,"Solar Thermal","Flat Plate Collector","HELIOPAN","HELIOPAN","Kreuzroither Metallbau GmbH","011-7S808 F","DIN CERTCO"]
["ü Eligible",null,"2009-07-15",null,"Solar Thermal","Flat Plate Collector","HelioSelec 202, HelioSelec 234","HelioSelec 202, HelioSelec 234","SIGURD TECHNOLOGIE, S.L.","011-7S1017 F","DIN CERTCO"]
["ü Eligible",null,"2011-02-28",null,"Solar Thermal","Flat Plate Collector","Heliostar 218 S4","Heliostar 218 S4","Roth Werke GmbH","MCS SC0061/01","BRE"]
["ü Eligible",null,"2009-07-15",null,"Solar Thermal","Flat Plate Collector","Heliostar 218, Heliostar 252","Heliostar 218, Heliostar 252","Roth Werke GmbH","011-7S059 F","DIN CERTCO"]
["ü Eligible",null,"2009-07-15",null,"Solar Thermal","Flat Plate Collector","Heliostar 252 S4","Heliostar 252 S4","Roth Werke GmbH","011-7S168 F","DIN CERTCO"]
["ü Eligible",null,"2011-02-28",null,"Solar Thermal","Flat Plate Collector","Heliostar 252 S4","Heliostar 252 S4","Roth Werke GmbH","MCS SC0061/02","BRE"]
["ü Eligible",null,"2009-07-15",null,"Solar Thermal","Flat Plate Collector","Heliostar 252 S4 18 mm","Heliostar 252 S4 18 mm","Roth Werke GmbH","011-7S819 F","DIN CERTCO"]
["ü Eligible",null,"2012-01-18",null,"Solar Thermal","Flat Plate Collector","Hermann Saunier Duval SRD 2.3 H   Hermann Saunier Duval SRD 2.3 V   Hermann Saunier Duval SRD 2.3   Hermann Saunier Duval SRDV 2.3","Hermann Saunier Duval SRD 2.3 H   Hermann Saunier Duval SRD 2.3 V   Hermann Saunier Duval SRD 2.3   Hermann Saunier Duval SRDV 2.3","Vaillant","011-7S1827 F","DIN CERTCO"]
["ü Eligible",null,"2013-03-21",null,"Solar Thermal","Flat Plate Collector","HFK SUN 2,51","HFK SUN 2,51","Sunex Sp.","011-7S2135 F","DIN CERTCO"]
["ü Eligible",null,"2011-07-12",null,"Solar Thermal","Flat Plate Collector","HFK-RA 2.6, HFK-RA 2.6 Q","HFK-RA 2.6, HFK-RA 2.6 Q","soleg GmbH","011-7S1652 F","DIN CERTCO"]
["ü Eligible",null,"2009-07-14",null,"Solar Thermal","Flat Plate Collector","HIPERCLIMA HSOLAR 2.0","HIPERCLIMA HSOLAR 2.0","Hiperclima S.A.","011-7S1499 F","DIN CERTCO"]
["ü Eligible",null,"2009-07-14",null,"Solar Thermal","Flat Plate Collector","Hiperclima HSolar V2.3, Hiperclima HSolar H2.3","Hiperclima HSolar V2.3, Hiperclima HSolar H2.3","Hiperclima S.A.","011-7S1436 F","DIN CERTCO"]
["ü Eligible",null,"2011-05-20",null,"Solar Thermal","Flat Plate Collector","HKA 760 F","HKA 760 F","Holzknecht Heizsysteme e. K.","011-7S1550 F","DIN CERTCO"]
["ü Eligible",null,"2012-11-09",null,"Solar Thermal","Flat Plate Collector","HMF 2.3, HRF 2.3","HMF 2.3, HRF 2.3","Ferroli S.p.A.","011-7S1167 F","DIN CERTCO"]
["ü Eligible",null,"2009-07-15",null,"Solar Thermal","Flat Plate Collector","HMS-FK 2.24","HMS-FK 2.24","HMS Umwelttechnik GbR","011-7S657 F","DIN CERTCO"]
["ü Eligible",null,"2009-07-15",null,"Solar Thermal","Flat Plate Collector","HMS-FK 2.24 AR","HMS-FK 2.24 AR","HMS Umwelttechnik GbR","011-7S697 F","DIN CERTCO"]
["ü Eligible",null,"2009-07-14",null,"Solar Thermal","Flat Plate Collector","HMS-FK 2.25","HMS-FK 2.25","HMS Umwelttechnik GbR","011-7S1780 F","DIN CERTCO"]
["ü Eligible",null,"2012-09-10",null,"Solar Thermal","Flat Plate Collector","HMS-FK 2.25 AR Hochleistungs-Flachkollektor","HMS-FK 2.25 AR Hochleistungs-Flachkollektor","HMS Umwelttechnik GbR","011-7S2011 F","DIN CERTCO"]
["ü Eligible",null,"2012-06-26",null,"Solar Thermal","Flat Plate Collector","HP-2012, HP-2012, HP-2010","HP-2012, HP-2012, HP-2010","YOUR HOME TECH.,LTD.","SP SC1125-12","SP"]
["ü Eligible",null,"2014-12-02",null,"Solar Thermal","Flat Plate Collector","HPC-1,6","HPC-1,6","HRsolar B.V.","011-7S2440 F","DIN CERTCO"]
["ü Eligible",null,"2012-02-16",null,"Solar Thermal","Flat Plate Collector","HPC2","HPC2","Jiangsu Huihuang Solar Energy Joint Stock Co., Ltd.","011-7S1802 F","DIN CERTCO"]
["ü Eligible",null,"2012-08-31",null,"Solar Thermal","Flat Plate Collector","HPC2,5","HPC2,5","HRsolar B.V.","64479/02","KIWA"]
["ü Eligible",null,"2014-07-17",null,"Solar Thermal","Flat Plate Collector","HPC2,5","HPC2,5","HRsolar B.V.","KIP-083546/01","KIWA"]
["ü Eligible",null,"2009-07-15",null,"Solar Thermal","Flat Plate Collector","HPS 104","HPS 104","TAGEX Technischer Handel GmbH & Co. KG","011-7S054 R","DIN CERTCO"]
["ü Eligible",null,"2009-07-15",null,"Solar Thermal","Flat Plate Collector","HR 2.02 4V","HR 2.02 4V","Saunier Duval","011-7S101 F","DIN CERTCO"]
["ü Eligible",null,"2009-07-14",null,"Solar Thermal","Flat Plate Collector","HR 2.1 RB","HR 2.1 RB","Saunier Duval","011-7S1347 F","DIN CERTCO"]
["ü Eligible",null,"2011-05-20",null,"Solar Thermal","Flat Plate Collector","HR 2.1 T","HR 2.1 T","Saunier Duval","011-7S2326 F","DIN CERTCO"]
["ü Eligible",null,"2011-05-20",null,"Solar Thermal","Flat Plate Collector","HR 2.1 T","HR 2.1 T","Vaillant","011-7S2325 F","DIN CERTCO"]
["ü Eligible",null,"2011-05-20",null,"Solar Thermal","Flat Plate Collector","HRK2.1","HRK2.1","Phönix Sonnen Wärme AG","011-7S1154 F","DIN CERTCO",null,null,null,null,null,null,null,null,0,0,0,0,0,0,0,0,0,0,0,0,111.6,"Yes",null,null,null,"Kiwa","N/A"]
["ü Eligible",null,"2009-07-14",null,"Solar Thermal","Flat Plate Collector","HRK25S1, HRK13S1","HRK25S1, HRK13S1","SolarOne GmbH","011-7S1262 F","DIN CERTCO"]
["ü Eligible",null,"2011-05-20",null,"Solar Thermal","Flat Plate Collector","HS Compact V-180, HS Classic V-210, HS Premium V-230","HS Compact V-180, HS Classic V-210, HS Premium V-230","Hartmann Sp.z o.o.","011-7S2022 F","DIN CERTCO"]
["ü Eligible",null,"2011-06-14","2017-11-16","Solar Thermal","Flat Plate Collector","HSC 02","HSC 02","Guangzhou Hopesun Solar Equipment Co., Ltd.","011-7S1449 F","DIN CERTCO"]
["ü Eligible",null,"2009-07-14",null,"Solar Thermal","Flat Plate Collector","HSK 2008","HSK 2008","Ersotec Solartechnik GmbH","011-7S1135 F","DIN CERTCO"]
["ü Eligible",null,"2009-07-15",null,"Solar Thermal","Flat Plate Collector","HSTR 12, 15, 20","Flat Plate Collector","Helo GmbH","011-7S919 r","DIN CERTCO"]
["ü Eligible",null,"2009-07-15",null,"Solar Thermal","Flat Plate Collector","HT 28/8","HT 28/8","Arcon Solar A/S","SP SC0959-09","SP"]
["ü Eligible",null,"2009-07-14",null,"Solar Thermal","Flat Plate Collector","HT-A 28-10","HT-A 28-10","Arcon Solar A/S","011-7S1521 F","DIN CERTCO"]
["ü Eligible",null,"2014-10-31",null,"Solar Thermal","Flat Plate Collector","HTHeatboost 35/08","HTHeatboost 35/08","Arcon Solar A/S","SP SC0840-14","SP"]
["ü Eligible",null,"2014-10-31",null,"Solar Thermal","Flat Plate Collector","HTHeatboost 35/08","HTHeatboost 35/08","Arcon Solar A/S","SP SC0842-14","SP"]
["ü Eligible",null,"2014-10-31",null,"Solar Thermal","Flat Plate Collector","HTHeatboost 35/10","HTHeatboost 35/10","Arcon Solar A/S","SP SC0841-14","SP"]
["ü Eligible",null,"2014-10-31",null,"Solar Thermal","Flat Plate Collector","HTHeatboost 35/10","HTHeatboost 35/10","Arcon Solar A/S","SP SC0843-14","SP"]
["û Ineligible",null,"2009-07-15",null,"Solar Thermal","Flat Plate Collector","HT-SA","HT-SA","Arcon Solar A/S","011-7S110 F","DIN CERTCO","No evidence this product has been tested to the required EN standard"]
["ü Eligible",null,"2009-07-15",null,"Solar Thermal","Flat Plate Collector","HT-SA 28/8","HT-SA 28/8","Arcon Solar A/S","SP SC0960-09","SP"]
["ü Eligible",null,"2009-07-14",null,"Solar Thermal","Flat Plate Collector","HT-SA 28-10","HT-SA 28-10","Arcon Solar A/S","011-7S1520 F","DIN CERTCO"]
["ü Eligible",null,"2009-07-15",null,"Solar Thermal","Flat Plate Collector","HUCOSOL - 1100 VP, HUCOSOL - 1200 HP, HUCUSOL - 10844 VP","HUCOSOL - 1100 VP, HUCOSOL - 1200 HP, HUCUSOL - 10844 VP","HUCU Solar Spain SL","011-7S580 F","DIN CERTCO"]
["ü Eligible",null,"2011-09-01",null,"Solar Thermal","Flat Plate Collector","HUCUSOL 10833-VP","HUCUSOL 10833-VP","HUCU Solar Spain SL","011-7S1697 F","DIN CERTCO"]
["ü Eligible",null,"2011-05-20",null,"Solar Thermal","Flat Plate Collector","HUK 25, HUK 25Q","HUK 25, HUK 25Q","Hummel AG","011-7S12086 F","DIN CERTCO"]
["ü Eligible",null,"2013-01-08",null,"Solar Thermal","Flat Plate Collector","HUK 25, HUK 25Q","HUK 25, HUK 25Q","Hummel AG","011-7S2086 F","DIN CERTCO"]
["? To be determined",null,"2014-08-05",null,"Solar Thermal","Flat Plate Collector","Hybrid Solar PVT Collector SIP403023","Hybrid Solar PVT Collector SIP403023","CGA Technologies S.r.l.","KIP-084311/01","KIWA","No evidence this product has been tested to the required EN standard"]
["ü Eligible",null,"2009-07-15",null,"Solar Thermal","Flat Plate Collector","I 2000 AL","I 2000 AL","RipoSOL Handels GmbH","011-7S271 F","DIN CERTCO"]
["ü Eligible",null,"2009-07-15",null,"Solar Thermal","Flat Plate Collector","I 2000 HR","I 2000 HR","RipoSOL Handels GmbH","011-7S270 F","DIN CERTCO"]
["ü Eligible",null,"2013-01-07",null,"Solar Thermal","Flat Plate Collector","I 2600 HR","I 2600 HR","RipoSOL Handels GmbH","011-7S1064 F","DIN CERTCO"]
["ü Eligible",null,"2009-07-15",null,"Solar Thermal","Flat Plate Collector","IBERSOLAR OPS-H210","IBERSOLAR OPS-H210","IBERSOLAR Energia S.A.","011-7S525 F","DIN CERTCO"]
["ü Eligible",null,"2009-07-15",null,"Solar Thermal","Flat Plate Collector","IBERSOLAR OPS-V250","IBERSOLAR OPS-V250","IBERSOLAR Energia S.A.","011-7S527 F","DIN CERTCO"]
["ü Eligible",null,"2009-07-15",null,"Solar Thermal","Flat Plate Collector","IBERSOLAR OP-V210","IBERSOLAR OP-V210","IBERSOLAR Energia S.A.","011-7S526 F","DIN CERTCO"]
["ü Eligible",null,"2012-06-01",null,"Solar Thermal","Flat Plate Collector","IDEAL STANDARD SOL 200","IDEAL STANDARD SOL 200","BDR Thermea Group B.V.","078/000050","AENOR"]
["ü Eligible",null,"2011-05-20",null,"Solar Thermal","Flat Plate Collector","IDEAL STANDARD SOL 200","IDEAL STANDARD SOL 200","BDR Thermea Group B.V.","078/000108","AENOR"]
["ü Eligible",null,"2011-05-20",null,"Solar Thermal","Flat Plate Collector","IDEAL STANDARD SOL 200 H","IDEAL STANDARD SOL 200 H","BDR Thermea Group B.V.","078/000117","AENOR"]
["ü Eligible",null,"2011-05-20",null,"Solar Thermal","Flat Plate Collector","IDEAL STANDARD SOL 200H","IDEAL STANDARD SOL 200H","BDR Thermea Group B.V.","078/000070","AENOR"]
["ü Eligible",null,"2012-06-01",null,"Solar Thermal","Flat Plate Collector","IDEAL STANDARD SOL 250","IDEAL STANDARD SOL 250","BDR Thermea Group B.V.","078/000064","AENOR"]
["ü Eligible",null,"2011-05-20",null,"Solar Thermal","Flat Plate Collector","IDEAL STANDARD SOL 250","IDEAL STANDARD SOL 250","BDR Thermea Group B.V.","078/000122","AENOR"]
["ü Eligible",null,"2011-05-20",null,"Solar Thermal","Flat Plate Collector","IDEAL STANDARD SOL 250 H","IDEAL STANDARD SOL 250 H","BDR Thermea Group B.V.","078/000144","AENOR"]
["ü Eligible",null,"2012-06-01",null,"Solar Thermal","Flat Plate Collector","IDEAL STANDARD SOL 250H","IDEAL STANDARD SOL 250H","BDR Thermea Group B.V.","078/000058","AENOR"]
["ü Eligible",null,"2012-12-11",null,"Solar Thermal","Flat Plate Collector","IDK25A","IDK25A","Walter Bösch GmbH & Co KG","011-7S2057 F","DIN CERTCO"]
["ü Eligible",null,"2009-07-15",null,"Solar Thermal","Flat Plate Collector","IDKM 250","IDKM 250","Hovalwerk AG","011-7S875 F","DIN CERTCO"]
["ü Eligible",null,"2009-07-15",null,"Solar Thermal","Flat Plate Collector","IDKM Integra 1,25, IDKM Integra 2,5","IDKM Integra 1,25, IDKM Integra 2,5","ESTEC GmbH & Co. KG","011-7S038 F","DIN CERTCO"]
["ü Eligible",null,"2009-07-15",null,"Solar Thermal","Flat Plate Collector","IDM BE plus ID BE ultra plus","IDM BE plus ID BE ultra plus","IDM energiesysteme GmbH","011-7S883 F","DIN CERTCO"]
["ü Eligible",null,"2009-07-15",null,"Solar Thermal","Flat Plate Collector","IDMK","IDMK","GREENoneTEC Solarindustrie GmbH","011-7S009 F","DIN CERTCO"]
["ü Eligible",null,"2009-07-14",null,"Solar Thermal","Flat Plate Collector","IDMK 1,25 f, IDMK 2,5 f, IDMK 2,5 p","IDMK 1,25 f, IDMK 2,5 f, IDMK 2,5 p","GREENoneTEC Solarindustrie GmbH","011-7S881 F","DIN CERTCO"]
["ü Eligible",null,"2009-07-14",null,"Solar Thermal","Flat Plate Collector","IDMK 12 -AL, 25-AL","IDMK 12 -AL, 25-AL","General Solar Systems GmbH","011-7S1551 F","DIN CERTCO"]
["ü Eligible",null,"2011-09-25",null,"Solar Thermal","Flat Plate Collector","IDMK 2,5","IDMK 2,5","ESC Energy Systems Company GmbH","011-7S1701 F","DIN CERTCO"]
["ü Eligible",null,"2009-07-15",null,"Solar Thermal","Flat Plate Collector","IDMK 2,5","IDMK 2,5","Sonnenkraft - Solar Systems GmbH","011-7S011 F","DIN CERTCO"]
["ü Eligible",null,"2012-03-23",null,"Solar Thermal","Flat Plate Collector","IDMK Solar Collectors"," IDMK 1,25 AL f","GREENoneTEC Solarindustrie GmbH","BBA 0128/15","BBA"]
["ü Eligible",null,"2012-03-23",null,"Solar Thermal","Flat Plate Collector","IDMK Solar Collectors","IDMK 2,5 AL f","GREENoneTEC Solarindustrie GmbH","BBA 0128/16","BBA"]
["ü Eligible",null,"2009-07-14",null,"Solar Thermal","Flat Plate Collector","IDMK50-AL, IDMK75-AL, IDMK100-AL","IDMK50-AL, IDMK75-AL, IDMK100-AL","Sonnenkraft - Solar Systems GmbH","011-7S1714 F","DIN CERTCO"]
["ü Eligible",null,"2009-07-15",null,"Solar Thermal","Flat Plate Collector","IFK","IFK","General Solar Systems GmbH","011-7S200 F","DIN CERTCO"]
["ü Eligible",null,"2009-07-15",null,"Solar Thermal","Flat Plate Collector","IFK","IFK","GREENoneTEC Solarindustrie GmbH","011-7S215 F","DIN CERTCO"]
["ü Eligible",null,"2009-07-14",null,"Solar Thermal","Flat Plate Collector","IFK 2.1","IFK 2.1","Solfex Limited","011-7S1396 F","DIN CERTCO"]
["ü Eligible",null,"2013-10-28",null,"Solar Thermal","Flat Plate Collector","IK 1250 ALPIN, IK 2500 ALPIN","IK 1250 ALPIN, IK 2500 ALPIN","SEG Solar Energy GmbH","011-7S1908 F","DIN CERTCO"]
["ü Eligible",null,"2009-07-15",null,"Solar Thermal","Flat Plate Collector","IK 25K","IK 25K","AUGUST BRÖTJE GmbH","011-7S037 F","DIN CERTCO"]
["ü Eligible",null,"2011-05-05",null,"Solar Thermal","Flat Plate Collector","Ikasol 2.08","Ikasol 2.08","IKARUS SOLARSYSTEME GMBH","011-7S498 F","DIN CERTCO"]
["ü Eligible",null,"2013-06-12",null,"Solar Thermal","Flat Plate Collector","Imerysol","Imerysol","Captelia","011-7S1934 F","DIN CERTCO"]
["ü Eligible",null,"2009-07-15",null,"Solar Thermal","Flat Plate Collector","IMK 2,5","IMK 2,5","Austria Email AG","011-7S701 F","DIN CERTCO"]
["ü Eligible",null,"2009-07-15",null,"Solar Thermal","Flat Plate Collector","IMK, IMKX","IMK, IMKX","GREENoneTEC Solarindustrie GmbH","011-7S637 F","DIN CERTCO"]
["ü Eligible",null,"2009-07-15",null,"Solar Thermal","Flat Plate Collector","IMK/IMKX","IMK/IMKX","Sonnenkraft - Solar Systems GmbH","011-7S856 F","DIN CERTCO"]
["ü Eligible",null,"2009-07-14",null,"Solar Thermal","Flat Plate Collector","Immergas EP 2.0, 2,6, 2.0B, 2.6B","Immergas EP 2.0, 2,6, 2.0B, 2.6B","Immergas S.p.A.","011-7S1519 F","DIN CERTCO"]
["ü Eligible",null,"2011-05-05",null,"Solar Thermal","Flat Plate Collector","Immergas EPM 2.6, 2.6B","Immergas EPM 2.6, 2.6B","Immergas S.p.A.","011-7S1594 F","DIN CERTCO"]
["ü Eligible",null,"2011-06-24",null,"Solar Thermal","Flat Plate Collector","Immergas EPMA2.0, EPMA 2.0B","Immergas EPMA2.0, EPMA 2.0B","Immergas S.p.A.","011-7S1634 F","DIN CERTCO"]
["ü Eligible",null,"2011-08-16",null,"Solar Thermal","Flat Plate Collector","IMMO LOGIS GSS 250, 200","IMMO LOGIS GSS 250, 200","Kyriazis SA","011-7S1622 F","DIN CERTCO"]
["ü Eligible",null,"2013-09-25",null,"Solar Thermal","Flat Plate Collector","IN2500","IN2500","ALLIANTZ Aprosud enviroment","011-7S1193 F","DIN CERTCO"]
["ü Eligible",null,"2009-07-15",null,"Solar Thermal","Flat Plate Collector","Infini 3 M","Infini 3 M","Phönix Sonnen Wärme AG","011-7S362 F","DIN CERTCO"]
["ü Eligible",null,"2009-07-15",null,"Solar Thermal","Flat Plate Collector","Infinity 3","Infinity 3","Phönix Sonnen Wärme AG","011-7S361 F","DIN CERTCO"]
["û Ineligible",null,"2009-07-15",null,"Solar Thermal","Flat Plate Collector","InLine IDMK25","InLine IDMK25","Pro Solar Energietechnik GmbH","011-7S018 F","DIN CERTCO","No evidence this product has been tested to the required EN standard"]
["ü Eligible",null,"2009-07-15",null,"Solar Thermal","Flat Plate Collector","INLINE IL PRO","INLINE IL PRO","NAU GmbH","011-7S426 F","DIN CERTCO"]
["ü Eligible",null,"2009-07-15",null,"Solar Thermal","Flat Plate Collector","INSOL20-1 *, INSOL20-1 FLOAT*, INSOL11-1 *, INSOL11-1 FLOAT*","INSOL20-1 *, INSOL20-1 FLOAT*, INSOL11-1 *, INSOL11-1 FLOAT*","SOLution Solartechnik GmbH","011-7S360 F","DIN CERTCO"]
["ü Eligible",null,"2009-07-15",null,"Solar Thermal","Flat Plate Collector","INSOL22-1, INSOL32-1, INSOL42-1, INSOL52-1","INSOL22-1, INSOL32-1, INSOL42-1, INSOL52-1","SOLution Solartechnik GmbH","011-7S636 F","DIN CERTCO"]
["ü Eligible",null,"2009-07-14",null,"Solar Thermal","Flat Plate Collector","Insolar 225","Insolar 225","Genos Energiebüro","011-7S1438 F","DIN CERTCO"]
["ü Eligible",null,"2011-05-20",null,"Solar Thermal","Flat Plate Collector","InSpire","InSpire","Gasokol GmbH ","011-7S019 F","DIN CERTCO"]
["ü Eligible",null,"2009-07-15",null,"Solar Thermal","Flat Plate Collector","INSUN 2,6 ; INSUN 2,6Q","INSUN 2,6 ; INSUN 2,6Q","INHAUS Handels GmbH","011-7S863 F","DIN CERTCO"]
["ü Eligible",null,"2009-07-15",null,"Solar Thermal","Flat Plate Collector","Integral 1,5H 2L, Integral 3H 1L","Integral 1,5H 2L, Integral 3H 1L","Siko Energiesysteme GmbH & Co. KG","011-7S776 F","DIN CERTCO"]
["ü Eligible",null,"2009-07-15",null,"Solar Thermal","Flat Plate Collector","INTEGRO 1200","INTEGRO 1200","WESTFA GmbH","011-7S279 F","DIN CERTCO"]
["ü Eligible",null,"2013-09-13",null,"Solar Thermal","Flat Plate Collector","INTEGRO 13 VI","INTEGRO 13 VI","Consolar GmbH Solare Heizungssysteme","011-7S2232 F","DIN CERTCO"]
["ü Eligible",null,"2013-09-16",null,"Solar Thermal","Flat Plate Collector","INTEGRO 25 VI, INTEGRO 50 VI","INTEGRO 25 VI, INTEGRO 50 VI","Consolar GmbH Solare Heizungssysteme","011-7S2233 F","DIN CERTCO"]
["ü Eligible",null,"2009-07-15",null,"Solar Thermal","Flat Plate Collector","INTEGRO 2500, INTEGRO 5000, INTEGRO 7500, INTEGRO 10000","INTEGRO 2500, INTEGRO 5000, INTEGRO 7500, INTEGRO 10000","WESTFA GmbH","011-7S278 F","DIN CERTCO"]
["ü Eligible",null,"2011-05-20",null,"Solar Thermal","Flat Plate Collector","INTELLI-HEAT FP 215 P, INTELLI-HEAT FP 215 PL","INTELLI-HEAT FP 215 P, INTELLI-HEAT FP 215 PL","Sol & Energiteknik SE AB","011-7S1159 F","DIN CERTCO"]
["ü Eligible",null,"2009-07-14",null,"Solar Thermal","Flat Plate Collector","Intelli-heat PS2.4","Intelli-heat PS2.4","Sol & Energiteknik SE AB","011-7S1319 F","DIN CERTCO"]
["ü Eligible",null,"2011-05-20",null,"Solar Thermal","Flat Plate Collector","INTERSOL IRC11, INTERSOL IRC21","INTERSOL IRC11, INTERSOL IRC21","Donauer Solartechnik VertriebsGmbH","011-7S1174 F","DIN CERTCO"]
["? To be determined",null,"2009-07-15",null,"Solar Thermal","Flat Plate Collector","IR 21 F","IR 21 F","Donauer Solartechnik VertriebsGmbH","011-7S112 F","DIN CERTCO"]
["ü Eligible",null,"2009-07-15",null,"Solar Thermal","Flat Plate Collector","IRC2.1","IRC2.1","Solfex Limited","011-7S347 F","DIN CERTCO",null,null,null,null,null,null,null,null,2.7794757280864317,2.7764704364406678,0,0,0,0,0,0,0,0,0,0,0,"Yes",null,null,null,"Kiwa","YES"]
["ü Eligible",null,"2013-09-11",null,"Solar Thermal","Flat Plate Collector","IS PRO 2.01 HN","IS PRO 2.01 HN","IS-Energy Lda","011-7S2238 F","DIN CERTCO"]
["ü Eligible",null,"2013-09-24",null,"Solar Thermal","Flat Plate Collector","IS PRO 2.7 HIN","IS PRO 2.7 HIN","IS-Energy Lda","011-7S2252 F","DIN CERTCO"]
["ü Eligible",null,"2009-07-14",null,"Solar Thermal","Flat Plate Collector","IS-PRO 2000 Tinox H, IS-PRO 2.0 Tinox H, IS-PRO 2400 Tinox H","IS-PRO 2000 Tinox H, IS-PRO 2.0 Tinox H, IS-PRO 2400 Tinox H","IMMOSOLAR, Lda","011-7S1424 F","DIN CERTCO"]
["ü Eligible",null,"2009-07-14",null,"Solar Thermal","Flat Plate Collector","IS-PRO 2000 Tinox Q (horizontal), IS-PRO 2400 Tinox Q (horizontal)","IS-PRO 2000 Tinox Q (horizontal), IS-PRO 2400 Tinox Q (horizontal)","IMMOSOLAR, Lda","011-7S1425 F","DIN CERTCO"]
["ü Eligible",null,"2009-07-15",null,"Solar Thermal","Flat Plate Collector","IS-PRO 2H, IS-PRO 2Q","IS-PRO 2H, IS-PRO 2Q","IMMOSOLAR, Lda","011-7S1068 F","DIN CERTCO"]
["ü Eligible",null,"2013-09-12",null,"Solar Thermal","Flat Plate Collector","IS-XL 2,7 S","IS-XL 2,7 S","BES GmbH","011-7S2241 F","DIN CERTCO"]
["ü Eligible",null,"2013-07-16",null,"Solar Thermal","Flat Plate Collector","IS-XL 2,7 W","IS-XL 2,7 W","BES GmbH","011-7S2197 F","DIN CERTCO"]
["ü Eligible",null,"2011-06-24",null,"Solar Thermal","Flat Plate Collector","IVT FKC-2S","IVT FKC-2S","Bosch Thermotechnik GmbH","011-7S1611 F","DIN CERTCO"]
["ü Eligible",null,"2009-07-15",null,"Solar Thermal","Flat Plate Collector","J","J","Solahart Industries Pty Ltd.","011-7S455 F","DIN CERTCO"]
["ü Eligible",null,"2009-07-14",null,"Solar Thermal","Flat Plate Collector","JDL-PG1.8-100, JDL-PG1.92-100, JDL-PG2.0-100","JDL-PG1.8-100, JDL-PG1.92-100, JDL-PG2.0-100","Zhejiang Jiadele Solar Energy Co., Ltd.","SC0566-14","SP",null,null,null,null,null,null,null,null,2.7794757280864317,2.7764704364406678,0,0,0,0,0,0,0,0,0,0,0,"Yes",null,null,null,"Kiwa","YES"]
["ü Eligible",null,"2012-07-20","2017-12-16","Solar Thermal","Flat Plate Collector","Joule Navitas","Joule Navitas","Joule Energy Systems (UK) Ltd","BBA 0132","BBA"]
["ü Eligible",null,"2017-05-26",null,"Solar Thermal","Flat Plate Collector","Joule Navitas","JOULE NAVITAS","JOULE HOT WATER SYSTEMS UK Ltd.","BBA 0192","BRE"]
["ü Eligible",null,"2009-07-15",null,"Solar Thermal","Flat Plate Collector","JS-2.0PA; JS-2.0PB","JS-2.0PA; JS-2.0PB","Jauk Solar Team KFT.","011-7S985 F","DIN CERTCO"]
["ü Eligible",null,"2009-07-15",null,"Solar Thermal","Flat Plate Collector","Junkers FCB-1s","Junkers FCB-1s","Bosch Thermotechnik GmbH","011-7S1082 F","DIN CERTCO"]
["ü Eligible",null,"2011-05-20",null,"Solar Thermal","Flat Plate Collector","Junkers FCB-2S","Junkers FCB-2S","Bosch Thermotechnik GmbH","011-7S2204 F","DIN CERTCO"]
["ü Eligible",null,"2009-07-14",null,"Solar Thermal","Flat Plate Collector","Junkers FCC-1S","Junkers FCC-1S","Bosch Thermotechnik GmbH","011-7S1147 F","DIN CERTCO"]
["ü Eligible",null,"2012-08-01",null,"Solar Thermal","Flat Plate Collector","Junkers FCC-2S","Junkers FCC-2S","Bosch Thermotechnik GmbH","011-7S2182 F","DIN CERTCO"]
["ü Eligible",null,"2009-07-15",null,"Solar Thermal","Flat Plate Collector","Junkers FKB-1S","Junkers FKB-1S","Bosch Thermotechnik GmbH","011-7S765 F","DIN CERTCO"]
["ü Eligible",null,"2009-04-24","2018-02-08","Solar Thermal","Flat Plate Collector","Junkers FKC-1S/FKC-1W","Junkers FKC-1S/FKC-1W","Bosch Thermotechnik GmbH","011-7S767 F","DIN CERTCO"]
["ü Eligible",null,"2011-05-20",null,"Solar Thermal","Flat Plate Collector","Junkers FKC-2S","Junkers FKC-2S","Bosch Thermotechnik GmbH","011-7S2244 F","DIN CERTCO"]
["ü Eligible",null,"2011-09-22",null,"Solar Thermal","Flat Plate Collector","Junkers FKC-2W","Junkers FKC-2W","Bosch Thermotechnik GmbH","011-7S2216 F","DIN CERTCO"]
["ü Eligible",null,"2013-06-10",null,"Solar Thermal","Flat Plate Collector","Junkers FKT-2S","Junkers FKT-2S","Bosch Thermotechnik GmbH","011-7S2080 F","DIN CERTCO"]
["ü Eligible",null,"2013-07-09",null,"Solar Thermal","Flat Plate Collector","Junkers FKT-2W","Junkers FKT-2W","Bosch Thermotechnik GmbH","011-7S2073 F","DIN CERTCO"]
["ü Eligible",null,"2014-07-17",null,"Solar Thermal","Flat Plate Collector","K2 PLUS","K2 PLUS","Värmabaronen","SP SC0861-13","SP"]
["ü Eligible",null,"2009-07-15",null,"Solar Thermal","Flat Plate Collector","K420-DH, K420-VH, K423-DH, K423-VH","K420-DH, K420-VH, K423-DH, K423-VH","KBB Kollektorbau GmbH","011-7S323 F","DIN CERTCO"]
["ü Eligible",null,"2009-07-15",null,"Solar Thermal","Flat Plate Collector","K420-EM, K423-EM","K420-EM, K423-EM","KBB Kollektorbau GmbH","011-7S324 F","DIN CERTCO"]
["ü Eligible",null,"2013-08-21",null,"Solar Thermal","Flat Plate Collector","K420-LC","K420-LC","KBB Kollektorbau GmbH","011-7S1685 F","DIN CERTCO"]
["ü Eligible",null,"2012-01-18",null,"Solar Thermal","Flat Plate Collector","K420-VH4L-TS","K420-VH4L-TS","KBB Kollektorbau GmbH","011-7S1684 F","DIN CERTCO"]
["ü Eligible",null,"2013-06-26",null,"Solar Thermal","Flat Plate Collector","K423-DH-AR","K423-DH-AR","KBB Kollektorbau GmbH","011-7S2187 F","DIN CERTCO"]
["ü Eligible",null,"2009-07-15",null,"Solar Thermal","Flat Plate Collector","KA88/2002 Comfort","KA88/2002 Comfort","Wallnöfer H. F. GmbH","011-7S783 F","DIN CERTCO"]
["ü Eligible",null,"2009-07-14",null,"Solar Thermal","Flat Plate Collector","KAGO KS 2.15, KAGO KS 2.15Q","KAGO KS 2.15, KAGO KS 2.15Q","KAGO Wärmesysteme GmbH","011-7S1079 F","DIN CERTCO"]
["ü Eligible",null,"2009-07-15",null,"Solar Thermal","Flat Plate Collector","Kairos CF 2.0, CF 2.0.A3P, CF 2.0.A4L, CF 2.0.A3L","Kairos CF 2.0, CF 2.0.A3P, CF 2.0.A4L, CF 2.0.A3L","Ariston Thermo SpA","018BN/0","ICIM"]
["ü Eligible",null,"2011-05-20",null,"Solar Thermal","Flat Plate Collector","KAIROS CF 2.0, CF 2.0.A3P, CF 2.0.A4L, CF 2.0.A3L","KAIROS CF 2.0, CF 2.0.A3P, CF 2.0.A4L, CF 2.0.A3L","Ariston Thermo SpA","018BN/1","ICIM"]
["ü Eligible",null,"2009-07-15",null,"Solar Thermal","Flat Plate Collector","Kairos CN2.0","Kairos CN2.0","Ariston Thermo SpA","039BN/0","ICIM"]
["ü Eligible",null,"2011-05-20",null,"Solar Thermal","Flat Plate Collector","KAIROS SYS 2.0","KAIROS SYS 2.0","Ariston Thermo SpA","015BN/1","ICIM"]
["ü Eligible",null,"2012-06-19",null,"Solar Thermal","Flat Plate Collector","KAIROS VN 2.2","KAIROS VN 2.2","Ariston Thermo SpA","100BN/0","ICIM"]
["ü Eligible",null,"2011-09-27",null,"Solar Thermal","Flat Plate Collector","KCSA/D 2.0 SKM, KCSA/D 1.50 SKM","KCSA/D 2.0 SKM, KCSA/D 1.50 SKM","Thermosifones Kafson Ltd.","081BN/0","ICIM"]
["ü Eligible",null,"2013-11-30",null,"Solar Thermal","Flat Plate Collector","KEFP-35, 41, 49","KEFP-35, 41, 49","Kaltech Energy Pvt. Ltd","SP SC1374-13","SP"]
["ü Eligible",null,"2009-07-15",null,"Solar Thermal","Flat Plate Collector","Kelvin 1","Kelvin 1","swt GmbH solar & wärmetechnik","011-7S238 F","DIN CERTCO"]
["ü Eligible",null,"2014-01-28",null,"Solar Thermal","Flat Plate Collector","Kelvin 1","Kelvin 1","varista GmbH","011-7S2301 F","Din Certco"]
["ü Eligible",null,"2009-07-15",null,"Solar Thermal","Flat Plate Collector","Kelvin 2","Kelvin 2","swt GmbH solar & wärmetechnik","011-7S296 F","DIN CERTCO"]
["ü Eligible",null,"2012-03-19",null,"Solar Thermal","Flat Plate Collector","Kelvin 2000 D12, Kelvin 2500 D12","Kelvin 2000 D12, Kelvin 2500 D12","NATEOS Nouvelle Energie S.A.S.","011-7S1885 F","DIN CERTCO"]
["ü Eligible",null,"2009-07-15",null,"Solar Thermal","Flat Plate Collector","Kelvin 3","Kelvin 3","swt GmbH solar & wärmetechnik","011-7S239 F","DIN CERTCO"]
["ü Eligible",null,"2014-01-27",null,"Solar Thermal","Flat Plate Collector","Kelvin 3","Kelvin 3","varista GmbH","011-7S2300 F","Din Certco"]
["ü Eligible",null,"2009-07-15",null,"Solar Thermal","Flat Plate Collector","KF","KF","Solahart Industries Pty Ltd.","011-7S013 F","DIN CERTCO"]
["ü Eligible",null,"2009-07-14",null,"Solar Thermal","Flat Plate Collector","KF 25","KF 25","TURCO GROUP S.r.l.","011-7S1209 F","DIN CERTCO"]
["ü Eligible",null,"2011-05-20",null,"Solar Thermal","Flat Plate Collector","KF 25","KF 25","TURCO GROUP S.r.l.","80533/01","KIWA"]
["ü Eligible",null,"2009-07-15",null,"Solar Thermal","Flat Plate Collector","KF500, SOLAERA HYBRIDKOLLEKTOR","KF500, SOLAERA HYBRIDKOLLEKTOR","Consolar GmbH Solare Heizungssysteme","011-7S1015 F","DIN CERTCO"]
["ü Eligible",null,"2011-05-20",null,"Solar Thermal","Flat Plate Collector","KFD ECO ISOL H2010","KFD ECO ISOL H2010","Koperfam Sp. z.o.o.","TSU 002-12/D","TSU"]
["ü Eligible",null,"2013-08-07",null,"Solar Thermal","Flat Plate Collector","Kingspan Solar","1808, 2108, 2510","Kingspan Environmental Ltd.","BSI KM 559829/07","BSI"]
["ü Eligible",null,"2009-07-14",null,"Solar Thermal","Flat Plate Collector","KINGSPAN SOLAR 1808, KINGSPAN SOLAR 2108*, KINGSPAN SOLAR 2510","KINGSPAN SOLAR 1808, KINGSPAN SOLAR 2108, KINGSPAN SOLAR 2510","Kingspan Renewables Ltd.","011-7S1276 F","DIN CERTCO"]
["ü Eligible",null,"2009-07-14",null,"Solar Thermal","Flat Plate Collector","Kingspan Solar FP200H, FP240H","Kingspan Solar FP200H, FP240H","Kingspan Renewables Ltd.","011-7S1549 F","DIN CERTCO"]
["ü Eligible",null,"2009-07-14",null,"Solar Thermal","Flat Plate Collector","Kingspan Solar FP200V, FP240V","Kingspan Solar FP200V, FP240V","Kingspan Renewables Ltd.","011-7S1548 F","DIN CERTCO"]
["ü Eligible",null,"2012-10-29",null,"Solar Thermal","Flat Plate Collector","Kingspan Solar FPW18, Kingspan Solar FPW21*, Kingspan Solar FPW25","Kingspan Solar FPW18, Kingspan Solar FPW21*, Kingspan Solar FPW25","Kingspan Renewables Ltd.","011-7S2039 F","DIN CERTCO"]
["ü Eligible",null,"2012-11-08","2018-01-06","Solar Thermal","Flat Plate Collector","KLOBEN CSP21-A*, KLOBEN CSP25-A","KLOBEN CSP21-A*, KLOBEN CSP25-A","TURCO GROUP S.r.l.","011-7S2037 F","DIN CERTCO"]
["? To be determined",null,"2009-07-14",null,"Solar Thermal","Flat Plate Collector","KME ST Selective 2.1, KME ST Selective 2.4","KME ST Selective 2.1, KME ST Selective 2.4","KME Italy SpA","011-7S2288 F","DIN CERTCO"]
["ü Eligible",null,"2014-02-13",null,"Solar Thermal","Flat Plate Collector","KME ST SLIM2.0   KME ST SLIM2.5","KME ST SLIM2.0   KME ST SLIM2.5","KME Italy SpA","011-7S2307 F","Din Certco"]
["ü Eligible",null,"2009-07-15",null,"Solar Thermal","Flat Plate Collector","KNSC-003.1","KNSC-003.1","KANG NAM CO., LTD","011-7S613 F","DIN CERTCO"]
["ü Eligible",null,"2012-08-30",null,"Solar Thermal","Flat Plate Collector","Kollektortyp V4","Kollektortyp V4","emkaSol GmbH","011-7S1974 F","DIN CERTCO"]
["ü Eligible",null,"2009-07-14",null,"Solar Thermal","Flat Plate Collector","KPG 1 ALC","KPG 1 ALC","Regulus spol. s.r.o","011-7S1418 F","DIN CERTCO"]
["ü Eligible",null,"2011-08-02",null,"Solar Thermal","Flat Plate Collector","KPH1","KPH1","Regulus spol. s.r.o","011-7S1669 F","DIN CERTCO"]
["ü Eligible",null,"2014-01-13",null,"Solar Thermal","Flat Plate Collector","KPR11+, KPR1+","KPR11+, KPR1+","Regulus spol. s.r.o","011-7S2178 F","DIN CERTCO"]
["ü Eligible",null,"2009-07-15",null,"Solar Thermal","Flat Plate Collector","KPS 10 ALP","KPS 10 ALP","Regulus spol. s.r.o","011-7S814 F","DIN CERTCO"]
["ü Eligible",null,"2007-06-06",null,"Solar Thermal","Flat Plate Collector","KS 2000 SP","KS 2000 SP","HEWALEX","011-7S180 F","DIN CERTCO"]
["ü Eligible",null,"2009-07-15",null,"Solar Thermal","Flat Plate Collector","KS 2000 TP","KS 2000 TP","HEWALEX","011-7S181 F","DIN CERTCO"]
["ü Eligible",null,"2014-07-17",null,"Solar Thermal","Flat Plate Collector","KS GK5   KS GK10","KS GK5   KS GK10","Ferroli S.p.A.","011-7S2382 F","DIN CERTCO"]
["ü Eligible",null,"2012-01-24",null,"Solar Thermal","Flat Plate Collector","KS2000 TLP AC, KS2000 TP AC, KS2300 TLP AC, KS2300 TP AC, KS2500 TLP AC, KS2500 TP AC","KS2000 TLP AC, KS2000 TP AC, KS2300 TLP AC, KS2300 TP AC, KS2500 TLP AC, KS2500 TP AC","HEWALEX","011-7S1693 F","DIN CERTCO"]
["ü Eligible",null,"2012-01-24",null,"Solar Thermal","Flat Plate Collector","KS2000 TLP ACR; KS2000 TP ACR","KS2000 TLP ACR; KS2000 TP ACR","HEWALEX","011-7S1831 F","DIN CERTCO"]
["ü Eligible",null,"2012-01-24",null,"Solar Thermal","Flat Plate Collector","KS2000 TLP Am; KS2000 TP Am","KS2000 TLP Am; KS2000 TP Am","HEWALEX","011-7S1832 F","DIN CERTCO"]
["ü Eligible",null,"2013-10-10",null,"Solar Thermal","Flat Plate Collector","KS2100 TLP AC, KS2100 TP AC, KS2200 TLP AC, KS2200 TP AC,  KS2400 TLP AC, KS2400 TP AC, KS2600 TLP AC, KS2600 TP AC","KS2100 TLP AC, KS2100 TP AC, KS2200 TLP AC, KS2200 TP AC,  KS2400 TLP AC, KS2400 TP AC, KS2600 TLP AC, KS2600 TP AC","HEWALEX","011-7S2158 F","DIN CERTCO"]
["ü Eligible",null,"2013-10-10",null,"Solar Thermal","Flat Plate Collector","KS2100 TLP ACR, KS2100 TP ACR, KS2200 TLP ACR, KS2200 TP ACR  KS2400 TLP ACR, KS2400 TP ACR, KS2600 TLP ACR, KS2600 TP ACRKS2400 TLP AC, KS2400 TP AC, KS2600 TLP AC, KS2600 TP AC","KS2100 TLP ACR, KS2100 TP ACR, KS2200 TLP ACR, KS2200 TP ACR  KS2400 TLP ACR, KS2400 TP ACR, KS2600 TLP ACR, KS2600 TP ACRKS2400 TLP AC, KS2400 TP AC, KS2600 TLP AC, KS2600 TP AC","HEWALEX","011-7S2159 F","DIN CERTCO"]
["ü Eligible",null,"2009-07-15",null,"Solar Thermal","Flat Plate Collector","KSD4","KSD4","SolarDust GmbH & Co. KG","011-7S867 F","DIN CERTCO"]
["ü Eligible",null,"2014-02-04",null,"Solar Thermal","Flat Plate Collector","KSG 21 Premium GT","KSG 21 Premium GT","Galmet Sp. z o.o. Sp. K.","011-7S2259 F","Din Certco"]
["ü Eligible",null,"2009-07-14",null,"Solar Thermal","Flat Plate Collector","KSH 2.0, KSH 2.3, KSHA 2.0, KSHA 2.3","KSH 2.0, KSH 2.3, KSHA 2.0, KSHA 2.3","Kospel SA","066BN/0","ICIM"]
["ü Eligible",null,"2009-07-15",null,"Solar Thermal","Flat Plate Collector","KT 2008","KT 2008","Solarverein Trier e. V.","011-7S982 F","DIN CERTCO"]
["ü Eligible",null,"2012-05-18",null,"Solar Thermal","Flat Plate Collector","KWB FelxiSun FK8250N","KWB FelxiSun FK8250N","KWB – Kraft und Wärme aus Biomasse GmbH\nIndustriestraße 235\n8321 St. Margarethen/Raab","011-7S1939 F","DIN CERTCO"]
["ü Eligible",null,"2012-05-18",null,"Solar Thermal","Flat Plate Collector","KWB FlexiSun FK8250L","KWB FlexiSun FK8250L","KWB – Kraft und Wärme aus Biomasse GmbH\nIndustriestraße 235\n8321 St. Margarethen/Raab","011-7S1917 F","DIN CERTCO"]
["ü Eligible",null,"2009-07-15",null,"Solar Thermal","Flat Plate Collector","KWB FlexiSun SK 251","KWB FlexiSun SK 251","KWB – Kraft und Wärme aus Biomasse GmbH\nIndustriestraße 235\n8321 St. Margarethen/Raab","011-7S818 F","DIN CERTCO",null,null,null,null,null,null,null,null,null,null,null,null,null,null,null,null,null,null,null,null,null,null,null,null,null,"BRE","YES"]
["ü Eligible",null,"2013-04-18",null,"Solar Thermal","Flat Plate Collector","L25V","L25V","Wagner & Co. Solartechnik GmbH","011-7S2139 F","DIN CERTCO"]
["ü Eligible",null,"2009-07-15",null,"Solar Thermal","Flat Plate Collector","LBM 2 AR, LBM 4 AR, LBM 6 AR, LBM 8 AR, LBM 10 AR","LBM 2 AR, LBM 4 AR, LBM 6 AR, LBM 8 AR, LBM 10 AR","Wagner & Co. Solartechnik GmbH","011-7S643 F","DIN CERTCO"]
["ü Eligible",null,"2009-07-15",null,"Solar Thermal","Flat Plate Collector","LBM 2 HTF, LBM 4 HTF, LBM 6 HTF, LBM 8 HTF, LBM 10 HTF","LBM 2 HTF, LBM 4 HTF, LBM 6 HTF, LBM 8 HTF, LBM 10 HTF","Wagner & Co. Solartechnik GmbH","011-7S642 F","DIN CERTCO"]
["ü Eligible",null,"2009-07-15",null,"Solar Thermal","Flat Plate Collector","LCS","LCS","Solahart Industries Pty Ltd.","011-7S084 F","DIN CERTCO"]
["ü Eligible",null,"2011-05-20",null,"Solar Thermal","Flat Plate Collector","LEMSOL 2000D","LEMSOL 2000D","P.P.U.H LEMET","011-7S1604 F","DIN CERTCO"]
["ü Eligible",null,"2011-08-25",null,"Solar Thermal","Flat Plate Collector","Lesol 5 AR","Lesol 5 AR","Svenska Solgruppen ek. för.","SP SC0068-11","SP"]
["ü Eligible",null,"2014-09-16",null,"Solar Thermal","Flat Plate collector","LGS KS TFK 220 H","LGS KS TFK 220 H","LSG Solar Solutions GmbH","011-7S2414 F","DIN CERTCO"]
["ü Eligible",null,"2012-03-12",null,"Solar Thermal","Flat Plate Collector","LNC/bigHAR_H 2-6, LNC/bigHAR 4-12","LNC/bigHAR_H 2-6, LNC/bigHAR 4-12","Liebi LNC AG","011-7S1879 F","DIN CERTCO"]
["ü Eligible",null,"2012-03-06",null,"Solar Thermal","Flat Plate Collector","LNC/HAR","LNC/HAR","Liebi LNC AG","011-7S1871 F","DIN CERTCO"]
["ü Eligible",null,"2012-03-28",null,"Solar Thermal","Flat Plate Collector","LNC/SPY","LNC/SPY","Liebi LNC AG","011-7S1880 F","DIN CERTCO"]
["ü Eligible",null,"2014-07-17",null,"Solar Thermal","Flat Plate Collector","Logasol SKS5.0-s","Logasol SKS5.0-s","Bosch Thermotechnik GmbH","011-7S2273 F","DIN CERTCO"]
["ü Eligible",null,"2014-07-17",null,"Solar Thermal","Flat Plate Collector","Logasol SKS5.0-w","Logasol SKS5.0-w","Bosch Thermotechnik GmbH","011-7S2271 F","DIN CERTCO"]
["ü Eligible",null,"2013-03-28","2017-04-21","Solar Thermal","Flat Plate Collector","LSP20+","LSP20+","Lochinvar Ltd","TSU 006-13/D","TSU"]
["ü Eligible",null,"2012-07-20",null,"Solar Thermal","Flat Plate Collector","LX-P 2.0, LX-P 2.5, LX-P2.85","LX-P 2.0, LX-P 2.5, LX-P2.85","Luxheizung GmbH","011-7S1962","DIN CERTCO"]
["ü Eligible",null,"2013-09-09",null,"Solar Thermal","Flat Plate Collector","Lykia 2.25","Lykia 2.25","Türk Demirdöküm Fab. A.S.","011-7S2239 F","DIN CERTCO"]
["ü Eligible",null,"2009-07-14","2017-06-15","Solar Thermal","Flat Plate Collector","MAGICSUN ΕΚΑ2","MAGICSUN ΕΚΑ2","HELIOTECHNOTHERMIKI Co","SKM/9906/1","DQS Hellas"]
["ü Eligible",null,"2009-07-15",null,"Solar Thermal","Flat Plate Collector","MAGICSUN ΕΚΑ2","MAGICSUN ΕΚΑ2","ILIOTECHNOTHERMIKI Ltd","918/01.19/1","MIRTEC"]
["ü Eligible",null,"2012-11-07",null,"Solar Thermal","Flat Plate Collector","MAGNO 52, MAGNO 77","MAGNO 52, MAGNO 77","Wagner & Co. Solartechnik GmbH","011-7S1999 F","DIN CERTCO"]
["ü Eligible",null,"2009-07-15",null,"Solar Thermal","Flat Plate Collector","MAGNUM 25L","MAGNUM 25L","DIVISIÒN SOLAR S.A.","011-7S601 F","DIN CERTCO"]
["û Ineligible",null,"2009-07-15",null,"Solar Thermal","Flat Plate Collector","Magnus","Magnus","Vulcan","011-7S141 F","DIN CERTCO","No evidence this product has been tested to the required EN standard"]
["ü Eligible",null,"2012-06-01",null,"Solar Thermal","Flat Plate Collector","MAIN SOL 200L","MAIN SOL 200L","BDR Thermea Group B.V.","078/000052","AENOR"]
["ü Eligible",null,"2012-06-01",null,"Solar Thermal","Flat Plate Collector","MAIN SOL 200L","MAIN SOL 200L","BDR Thermea Group B.V.","078/000085","AENOR"]
["ü Eligible",null,"2012-06-01",null,"Solar Thermal","Flat Plate Collector","MAIN SOL 200P","MAIN SOL 200P","BDR Thermea Group B.V.","078/000051","AENOR"]
["ü Eligible",null,"2012-06-01",null,"Solar Thermal","Flat Plate Collector","MAIN SOL 250P","MAIN SOL 250P","BDR Thermea Group B.V.","078/000086","AENOR",null,null,null,null,null,null,null,null,0,0,0,0,0,0,0,0,0,0,0,0,0,"Yes",null,null,null,"Kiwa","YES"]
["ü Eligible",null,"2011-04-08","2017-11-12","Solar Thermal","Flat Plate Collector","Main Solar Collectors","SOL 200","Baxi Heating UK Ltd","BBA 0076/01","BBA"]
["ü Eligible",null,"2011-04-08","2017-11-12","Solar Thermal","Flat Plate Collector","Main Solar Collectors","SOL 200H","Baxi Heating UK Ltd","BBA 0076/02","BBA"]
["ü Eligible",null,"2011-04-08","2017-11-12","Solar Thermal","Flat Plate Collector","Main Solar Collectors","SOL 250","Baxi Heating UK Ltd","BBA 0076/03","BBA"]
["ü Eligible",null,"2011-04-08","2017-11-12","Solar Thermal","Flat Plate Collector","Main Solar Collectors","SOL 250H","Baxi Heating UK Ltd","BBA 0076/04","BBA"]
["ü Eligible",null,"2011-07-05",null,"Solar Thermal","Flat Plate Collector","Malaga 3.0 s, Malaga 3.0 w","Malaga 3.0 s, Malaga 3.0 w","Sieger Heizesysteme GmbH","011-7S1089 F","DIN CERTCO"]
["ü Eligible",null,"2009-07-14",null,"Solar Thermal","Flat Plate Collector","Malaga Star 1.0 s, Malaga Star 1.0 w","Malaga Star 1.0 s, Malaga Star 1.0 w","Sieger Heizesysteme GmbH","011-7S1088 F","DIN CERTCO"]
["ü Eligible",null,"2009-07-15",null,"Solar Thermal","Flat Plate Collector","Marvel CLS 2510, Marvel CLS 2108, Marvel CLS 1808 (18 mm/8 mm; 22 mm/10 mm; 24 mm/12.7 mm)","Marvel CLS 2510, Marvel CLS 2108, Marvel CLS 1808 (18 mm/8 mm; 22 mm/10 mm; 24 mm/12.7 mm)","Solimpeks Solar Energy Corp.","011-7S025 F","DIN CERTCO"]
["ü Eligible",null,"2009-07-14",null,"Solar Thermal","Flat Plate Collector","MARVEL CLSF 2510  MARVEL CLSF 2108  MARVEL CLSF 1808","MARVEL CLSF 2510  MARVEL CLSF 2108  MARVEL CLSF 1808","Solimpeks Solar Energy Corp.","011-7S1181 F","DIN CERTCO"]
["ü Eligible",null,"2013-02-15",null,"Solar Thermal","Flat Plate Collector","MASTER.system","MASTER.system","Sun Master Energiesysteme GmbH","011-7S2063 F","DIN CERTCO"]
["ü Eligible",null,"2009-07-14","2018-01-06","Solar Thermal","Flat Plate Collector","MAXOL MS 2.5","MAXOL MS 2.5","MODULO SOLAR, SA DE CV","011-7S1771 F","DIN CERTCO"]
["ü Eligible",null,"2011-05-20",null,"Solar Thermal","Flat Plate Collector","MAX-POWER 21","MAX-POWER 21","SBH Sparheizung24 GmbH","011-7S2121 F","DIN CERTCO"]
["ü Eligible",null,"2009-07-15",null,"Solar Thermal","Flat Plate Collector","MEA Quattro","MEA Quattro","MEA SOLAR","011-7S437 F","DIN CERTCO"]
["ü Eligible",null,"2009-07-15",null,"Solar Thermal","Flat Plate Collector","MEA Quattro, MEA Quattro WA","MEA Quattro, MEA Quattro WA","MEA SOLAR","011-7S1059 F","DIN CERTCO"]
["û Ineligible",null,"2009-07-15",null,"Solar Thermal","Flat Plate Collector","Mega HRK2","Mega HRK2","Phönix Sonnen Wärme AG","011-7S036 F","DIN CERTCO","No evidence this product has been tested to the required EN standard"]
["ü Eligible",null,"2009-07-14",null,"Solar Thermal","Flat Plate Collector","Megaline XL,XL 60, XL 80, XL 100","Megaline XL,XL 60, XL 80, XL 100","NAU GmbH","011-7S1569 F","DIN CERTCO"]
["ü Eligible",null,"2011-09-20",null,"Solar Thermal","Flat Plate Collector","Megaslate H+S Thermiepanel II","Megaslate H+S Thermiepanel II","H+S Solar GmbH","011-7S1710 F","DIN CERTCO"]
["ü Eligible",null,"2012-08-02",null,"Solar Thermal","Flat Plate Collector","MEGASUN ST-ALSEL 2000, MEGASUN ST-ALSEL 2500","MEGASUN ST-ALSEL 2000, MEGASUN ST-ALSEL 2500","Helioakmi, S.A.","SKM/9926/3","DQS Hellas"]
["ü Eligible",null,"2014-01-08",null,"Solar Thermal","Flat Plate Collector","MelioPlan S","MelioPlan S","ACV International, S.A.","011-7S2285 F","DIN CERTCO"]
["ü Eligible",null,"2009-07-15",null,"Solar Thermal","Flat Plate Collector","Membro F-206 SU","Membro F-206 SU","Membro Energietechnik GmbH & Co. KG","011-7S187 F","DIN CERTCO",null,null,null,null,null,null,null,null,null,null,null,null,null,null,null,null,null,null,null,null,null,"Yes",null,null,null,"BBA","NO"]
["ü Eligible",null,"2013-06-24",null,"Solar Thermal","Flat Plate Collector","Metrosol 20, Metrosol 25","Metrosol 20, Metrosol 25","Winkler Solar GmbH","011-7S2183 F","DIN CERTCO"]
["ü Eligible",null,"2009-07-14",null,"Solar Thermal","Flat Plate Collector","Metrosol Exclusive","Metrosol Exclusive","METRO THERM A/S","011-7S958 F","DIN CERTCO"]
["ü Eligible",null,"2009-07-14",null,"Solar Thermal","Flat Plate Collector","Metrosol Standard","Metrosol Standard","METRO THERM A/S","011-7S959 F","DIN CERTCO"]
["ü Eligible",null,"2009-07-14",null,"Solar Thermal","Flat Plate Collector","MHM Comfort","MHM Comfort","Moderne Heiztechnik Meier GmbH","011-7S1397 F","DIN CERTCO"]
["ü Eligible",null,"2012-03-29",null,"Solar Thermal","Flat Plate Collector","MIT-Power v3.11","MIT-Power v3.11","TvP Solar SA","011-7S1890 F","DIN CERTCO"]
["ü Eligible",null,"2009-07-14",null,"Solar Thermal","Flat Plate Collector","MK 5, MK 8","MK 5, MK 8","ElmSolartechnik","011-7S1320 F","DIN CERTCO"]
["ü Eligible",null,"2011-05-20",null,"Solar Thermal","Flat Plate Collector","ML 2.0, 2.1, 2.2, 2.3, 2.5, 2.6, 2.7, 2.8, 3.0 BLUE ML 2.0, 2.1, 2.2, 2.3, 2.5, 2.6, 2.7, 2.8, 3.0 BLUE H","ML 2.0, 2.1, 2.2, 2.3, 2.5, 2.6, 2.7, 2.8, 3.0 BLUE ML 2.0, 2.1, 2.2, 2.3, 2.5, 2.6, 2.7, 2.8, 3.0 BLUE H","IMS Calefaccion, S.L.","078/000151","AENOR"]
["ü Eligible",null,"2009-07-14",null,"Solar Thermal","Flat Plate Collector","ML1840, ML1840H, ML1986, ML1986H, ML2049, ML2049H, ML2203, ML2203H, ML2259, ML2259H, ML2430, ML2430H","ML1840, ML1840H, ML1986, ML1986H, ML2049, ML2049H, ML2203, ML2203H, ML2259, ML2259H, ML2430, ML2430H","IMS Calefaccion, S.L.","078/000020","AENOR"]
["ü Eligible",null,"2009-07-14",null,"Solar Thermal","Flat Plate Collector","ML2310, ML2310H, ML2493, ML2493H, ML2510, ML2510H, ML2672, ML2672H, ML2700, ML2700H, ML2890, ML2890H","ML2310, ML2310H, ML2493, ML2493H, ML2510, ML2510H, ML2672, ML2672H, ML2700, ML2700H, ML2890, ML2890H","IMS Calefaccion, S.L.","078/000018","AENOR"]
["ü Eligible",null,"2013-01-28",null,"Solar Thermal","Flat Plate Collector","MNE 16, MNE 04, MNE 20, MNE 01, MNE 03","MNE 16, MNE 04, MNE 20, MNE 01, MNE 03","Cosmosolar Ltd.","SKM/9921/1","DQS Hellas"]
["ü Eligible",null,"2009-07-15",null,"Solar Thermal","Flat Plate Collector","MNE 16, MNE 04, MNE 20, MNE 01, MNE 03","MNE 16, MNE 04, MNE 20, MNE 01, MNE 03","Efthimios G. Spanos SKYLAND-COSMOSOLAR","011-7S536 F","DIN CERTCO"]
["ü Eligible",null,"2014-05-29",null,"Solar Thermal","Flat Plate Collector","M-Power 2.5","M-Power 2.5","PEKA Group UG","011-7S2351 F","DIN CERTCO"]
["ü Eligible",null,"2013-09-10",null,"Solar Thermal","Flat Plate Collector","M-SBC/1.0-Blue, M-SBC/1.5-Blue, M-SBC/1.75-Blue, M-SBC/2.0-Blue, M-SBC/2.02-Blue, M-SBC/2.5-Blue, M-SBC/2.75-Blue, M-SBC/3.0-Blue,","M-SBC/1.0-Blue, M-SBC/1.5-Blue, M-SBC/1.75-Blue, M-SBC/2.0-Blue, M-SBC/2.02-Blue, M-SBC/2.5-Blue, M-SBC/2.75-Blue, M-SBC/3.0-Blue,","Millionsun Energy Co., Ltd","SP SC0975-13","SP"]
["ü Eligible",null,"2009-07-14",null,"Solar Thermal","Flat Plate Collector","M-SBC/2.0 (Black)","M-SBC/2.0 (Black)","Millionsun Energy Co., Ltd","PSK-015/2011","CERTIF"]
["ü Eligible",null,"2014-01-22",null,"Solar Thermal","Flat Plate Collector","MSFC100-1.50, MSFC100-1.82, MSFC100-2.00, MSFC100-2.37, MSFC100-2.72","MSFC100-1.50, MSFC100-1.82, MSFC100-2.00, MSFC100-2.37, MSFC100-2.72","PAPAEMMANOUEL S.A.","SKM 9934","DQS Hellas"]
["ü Eligible",null,"2011-05-20",null,"Solar Thermal","Flat Plate Collector","MSFC100-1.50, MSFC100-1.82, MSFC100-2.00, MSFC100-2.37, MSFC100-2.72","MSFC100-1.50, MSFC100-1.82, MSFC100-2.00, MSFC100-2.37, MSFC100-2.72","PAPAEMMANOUEL S.A.","SKM/9934","DQS Hellas"]
["ü Eligible",null,"2013-09-18",null,"Solar Thermal","Flat Plate Collector","MT-HK 1000","MT-HK 1000","ModulTeq. Ltd & Co. KG","011-7S2188 F","DIN CERTCO"]
["ü Eligible",null,"2014-09-16",null,"Solar Thermal","Flat Plate collector","Multisol M240","Multisol M240","H. Lenz AG","011-7S2415 F","DIN CERTCO"]
["ü Eligible",null,"2012-03-30",null,"Solar Thermal","Flat Plate Collector","NATURE 2.0 S, NATURE 2.0H S NATURE 2.5 S, NATURE 2.5H S,","NATURE 2.0 S, NATURE 2.0H S NATURE 2.5 S, NATURE 2.5H S,","Termicol Energia Solar, S.L.","078/000036","AENOR"]
["ü Eligible",null,"2012-03-30",null,"Solar Thermal","Flat Plate Collector","NATURE 2.0H, NATURE 2.0, NATURE 2.5H, NATURE 2.5","NATURE 2.0H, NATURE 2.0, NATURE 2.5H, NATURE 2.5","FAGOR","078/000038","AENOR"]
["ü Eligible",null,"2009-07-14",null,"Solar Thermal","Flat Plate Collector","NAU TUBELINE CPC ULTRA","NAU TUBELINE CPC ULTRA","NAU GmbH","011-7S1416 F","DIN CERTCO"]
["ü Eligible",null,"2011-05-20",null,"Solar Thermal","Flat Plate Collector","NAU TUBELINE CPC ULTRA","NAU TUBELINE CPC ULTRA","NAU GmbH","011-7S1416 R","DIN CERTCO"]
["ü Eligible",null,"2009-07-15",null,"Solar Thermal","Flat Plate Collector","NAU-Pro-plus, NAU- Ultra-plus","NAU-Pro-plus, NAU- Ultra-plus","NAU GmbH","011-7S186 F","DIN CERTCO"]
["ü Eligible",null,"2009-07-15",null,"Solar Thermal","Flat Plate Collector","NAU-SLIMLINE","NAU-SLIMLINE","NAU GmbH","011-7S523 F","DIN CERTCO"]
["ü Eligible",null,"2009-07-15",null,"Solar Thermal","Flat Plate Collector","NCS 100X200, NCS 130X150, NCS 100X150, NCS 90X150","NCS 100X200, NCS 130X150, NCS 100X150, NCS 90X150","MALTEZOS, S.A.","87/01.19/1","MIRTEC"]
["ü Eligible",null,"2009-07-15",null,"Solar Thermal","Flat Plate Collector","NCS 100X200, NCS 130X150, NCS 100X150, NCS 90X150","NCS 100X200, NCS 130X150, NCS 100X150, NCS 90X150","MALTEZOS, S.A.","SC-C-003/13","MIRTEC"]
["ü Eligible",null,"2013-07-09",null,"Solar Thermal","Flat Plate Collector","Nefit SMC3-h","Nefit SMC3-h","Bosch Thermotechnik GmbH","011-7S2075 F","DIN CERTCO"]
["ü Eligible",null,"2013-06-10",null,"Solar Thermal","Flat Plate Collector","Nefit SMC3-v","Nefit SMC3-v","Bosch Thermotechnik GmbH","011-7S2082 F","DIN CERTCO"]
["ü Eligible",null,"2009-07-15",null,"Solar Thermal","Flat Plate Collector","Nehs Alusun 2,05, Nehs Alusun 2,54","Nehs Alusun 2,05, Nehs Alusun 2,54","NEHS GmbH","011-7S892 F","DIN CERTCO"]
["ü Eligible",null,"2011-09-19",null,"Solar Thermal","Flat Plate Collector","NEO 18, 20M,20,20H,21,24,26H, 26","NEO 18, 20M,20,20H,21,24,26H, 26","Astersa Aplicaciones Solares S/A","011-7S1517 F","DIN CERTCO"]
["ü Eligible",null,"2009-07-15",null,"Solar Thermal","Flat Plate Collector","NEO 2.1 DB","NEO 2.1 DB","DeDietrich Thermique","011-7S755 F","DIN CERTCO"]
["ü Eligible",null,"2009-07-15",null,"Solar Thermal","Flat Plate Collector","NEO 2.1 DB","NEO 2.1 DB","Remeha B.V.","011-7S1046 F","DIN CERTCO"]
["ü Eligible",null,"2011-05-04",null,"Solar Thermal","Flat Plate Collector","NEO 230","NEO 230","DeDietrich Thermique","011-7S1590 F","DIN CERTCO"]
["ü Eligible",null,"2009-07-15",null,"Solar Thermal","Flat Plate Collector","NEOS-S","NEOS-S","Baxi Calefacción S.L.U.","011-7S303 F","DIN CERTCO"]
["ü Eligible",null,"2011-05-20",null,"Solar Thermal","Flat Plate Collector","Nibe Energy Systems FP 215 P","FP 215 P","NIBE Energy Systems Limited","MCS SC0003/01","BRE"]
["ü Eligible",null,"2011-05-20",null,"Solar Thermal","Flat Plate Collector","Nibe Energy Systems FP 215 PL","FP 215 PL","NIBE Energy Systems Limited","MCS SC0003/02","BRE"]
["ü Eligible",null,"2009-07-14",null,"Solar Thermal","Flat Plate Collector","Nibe Solar FP 215 P, Nibe Solar FP 215 PL","Nibe Solar FP 215 P, Nibe Solar FP 215 PL","NIBE Energy Systems Limited","011-7S1158 F","DIN CERTCO"]
["ü Eligible",null,"2011-06-13",null,"Solar Thermal","Flat Plate Collector","NOVASUN ST 2000, NOVASUN ST 2500","NOVASUN ST 2000, NOVASUN ST 2500","Helioakmi, S.A.","PSK-034/2011","CERTIF"]
["ü Eligible",null,"2011-05-20",null,"Solar Thermal","Flat Plate Collector","NS 1.75, NS 2.00, NS 2.50, NS 2.70","NS 1.75, NS 2.00, NS 2.50, NS 2.70","Sole, S.A","PSK-002/2014","CERTIF"]
["ü Eligible",null,"2013-01-17",null,"Solar Thermal","Flat Plate Collector","NS 1.75, NS 2.00, NS 2.50, NS 2.70","NS 1.75, NS 2.00, NS 2.50, NS 2.70","Sole, S.A","PSK-004/2013","CERTIF"]
["ü Eligible",null,"2009-07-15",null,"Solar Thermal","Flat Plate Collector","NSL 2005 TINOX, SL 2005 TINOX","NSL 2005 TINOX, SL 2005 TINOX","Lentherm-Invest d.o.o.","011-7S502 F","DIN CERTCO"]
["ü Eligible",null,"2011-06-30",null,"Solar Thermal","Flat Plate Collector","NX 2.0 M4C","NX 2.0 M4C","Sunex Sp.","011-7S1642 F","DIN CERTCO"]
["ü Eligible",null,"2011-06-30",null,"Solar Thermal","Flat Plate Collector","NX 2.5 H4CU","NX 2.5 H4CU","Sunex Sp.","011-7S1644 F","DIN CERTCO"]
["ü Eligible",null,"2011-06-30",null,"Solar Thermal","Flat Plate Collector","NX 2.8 M4C","NX 2.8 M4C","Sunex Sp.","011-7S1643 F","DIN CERTCO"]
["ü Eligible",null,"2009-07-15",null,"Solar Thermal","Flat Plate Collector","OEG SOLARKOLLEKTOR 4 Plus","OEG SOLARKOLLEKTOR 4 Plus","OEG Öl- und Gasfeuerungsbedarf Handelsgesellschaft mbH","011-7S955 F","DIN CERTCO"]
["ü Eligible",null,"2009-07-15",null,"Solar Thermal","Flat Plate Collector","OEG-DH","OEG-DH","OEG Öl- und Gasfeuerungsbedarf Handelsgesellschaft mbH","011-7S492 F","DIN CERTCO"]
["ü Eligible",null,"2009-07-15",null,"Solar Thermal","Flat Plate Collector","OEG-DH 2,85","OEG-DH 2,85","OEG Öl- und Gasfeuerungsbedarf Handelsgesellschaft mbH","011-7S583 F","DIN CERTCO"]
["ü Eligible",null,"2009-07-15",null,"Solar Thermal","Flat Plate Collector","OEG-DH-P 2,85","OEG-DH-P 2,85","OEG Öl- und Gasfeuerungsbedarf Handelsgesellschaft mbH","011-7S584 F","DIN CERTCO"]
["ü Eligible",null,"2012-06-01",null,"Solar Thermal","Flat Plate Collector","OERTLI C250H","OERTLI C250H","BDR Thermea Group B.V.","078/000053","AENOR"]
["ü Eligible",null,"2011-05-20",null,"Solar Thermal","Flat Plate Collector","OERTLI C250H","OERTLI C250H","BDR Thermea Group B.V.","078/000109","AENOR"]
["ü Eligible",null,"2012-06-01",null,"Solar Thermal","Flat Plate Collector","OERTLI C250V","OERTLI C250V","BDR Thermea Group B.V.","078/000087","AENOR"]
["ü Eligible",null,"2013-05-06",null,"Solar Thermal","Flat Plate Collector","OERTLI DB 200H","OERTLI DB 200H","BDR Thermea Group B.V.","078/000189","AENOR"]
["ü Eligible",null,"2011-05-20",null,"Solar Thermal","Flat Plate Collector","OERTLI SOL 250V","OERTLI SOL 250V","BDR Thermea Group B.V.","078/000142","AENOR"]
["ü Eligible",null,"2009-07-15",null,"Solar Thermal","Flat Plate Collector","Oertli SUN 211","Oertli SUN 211","OERTLI THERMIQUE S.A.S","011-7S804 F","DIN CERTCO"]
["ü Eligible",null,"2009-07-15",null,"Solar Thermal","Flat Plate Collector","Oertli SUN 270","Oertli SUN 270","OERTLI THERMIQUE S.A.S","011-7S632 F","DIN CERTCO"]
["ü Eligible",null,"2014-02-25",null,"Solar Thermal","Flat Plate Collector","Oertli Sun D230","Oertli Sun D230","OERTLI THERMIQUE S.A.S","011-7S2281 F","Din Certco"]
["ü Eligible",null,"2009-07-15",null,"Solar Thermal","Flat Plate Collector","Oertli SUN3010, Oertli SUN3015","Oertli SUN3010, Oertli SUN3015","OERTLI THERMIQUE S.A.S","011-7S461 R","DIN CERTCO"]
["ü Eligible",null,"2012-02-21",null,"Solar Thermal","Flat Plate Collector","OERTLI-Solar FL230-H","OERTLI-Solar FL230-H","Walter Meier AG","011-7S1858 F","DIN CERTCO"]
["ü Eligible",null,"2012-02-23",null,"Solar Thermal","Flat Plate Collector","OERTLI-Solar FL230-V","OERTLI-Solar FL230-V","Walter Meier AG","011-7S1857 F","DIN CERTCO"]
["ü Eligible",null,"2009-07-14",null,"Solar Thermal","Flat Plate Collector","OFASUN 2108, OFASUN 2510","OFASUN 2108, OFASUN 2510","TORNEIRAS OFA, LDA","011-7S1176 F","DIN CERTCO"]
["ü Eligible",null,"2012-10-11",null,"Solar Thermal","Flat Plate Collector","OFASUN 2110*, OFASUN 2512","OFASUN 2110*, OFASUN 2512","TORNEIRAS OFA, LDA","011-7S2030 F","DIN CERTCO"]
["ü Eligible",null,"2009-07-14",null,"Solar Thermal","Flat Plate Collector","OKF CS 22","OKF CS 22","F. W. Oventrop GmbH & Co. KG","011-7S1512 F","DIN CERTCO"]
["ü Eligible",null,"2009-07-14",null,"Solar Thermal","Flat Plate Collector","OKF-CK 22","OKF-CK 22","Oventrop GmbH & Co. KG","011-7S853-F","DIN CERTCO"]
["ü Eligible",null,"2009-07-15",null,"Solar Thermal","Flat Plate Collector","OKF-CK 22 Flachkollektor","OKF-CK 22 Flachkollektor","F. W. Oventrop GmbH & Co. KG","011-7S853 F","DIN CERTCO"]
["ü Eligible",null,"2014-02-07",null,"Solar Thermal","Flat Plate Collector","OKF-MQ 25","OKF-MQ 25","Oventrop GmbH & Co. KG","011-7S2314 F","Din Certco"]
["ü Eligible",null,"2009-07-15",null,"Solar Thermal","Flat Plate Collector","Öko Plus 2000","Öko Plus 2000","Austria Email AG","011-7S615 F","DIN CERTCO"]
["ü Eligible",null,"2009-07-15",null,"Solar Thermal","Flat Plate Collector","ökoTech GS 4,2 m2, ökoTech GS 16,7 m2","ökoTech GS 4,2 m2, ökoTech GS 16,7 m2","Asgard Solarkollektoren GmbH","011-7S838 F","DIN CERTCO"]
["ü Eligible",null,"2009-07-15",null,"Solar Thermal","Flat Plate Collector","ökoTech HT  4.2 m2, 16.7 m2","ökoTech HT  4.2 m2, 16.7 m2","Ökotech Produktionsgesellsch. für Umwelttechnik m.b.H.","011-7S837 F","DIN CERTCO"]
["ü Eligible",null,"2011-06-23",null,"Solar Thermal","Flat Plate Collector","OLICAMA OLI 2,0/2,5 m2","OLICAMA OLI 2,0/2,5 m2","Oliveira & Irmao SA","011-7S1632 F","DIN CERTCO"]
["ü Eligible",null,"2009-07-15",null,"Solar Thermal","Flat Plate Collector","OLSUN 2004 ISO","OLSUN 2004 ISO","S. Peraki & Co","538/01.19/1","MIRTEC"]
["ü Eligible",null,"2013-01-01",null,"Solar Thermal","Flat Plate Collector","OLSUN 2004 ISO","OLSUN 2004 ISO","S. Peraki & Co","SC-C-004/13","MIRTEC"]
["ü Eligible",null,"2011-07-06",null,"Solar Thermal","Flat Plate Collector","Omnisol A","Omnisol A","Winkler Solar GmbH","011-7S1573 F","DIN CERTCO"]
["ü Eligible",null,"2011-07-06",null,"Solar Thermal","Flat Plate Collector","Omnisol A-antireflex","Omnisol A-antireflex","Winkler Solar GmbH","011-7S1574 F","DIN CERTCO"]
["ü Eligible",null,"2009-07-14",null,"Solar Thermal","Flat Plate Collector","Omnisol E","Omnisol E","Winkler Solar GmbH","011-7S1387 F","DIN CERTCO"]
["ü Eligible",null,"2011-09-21",null,"Solar Thermal","Flat Plate Collector","Omnisol E-antireflex","Omnisol E-antireflex","Winkler Solar GmbH","011-7S1388 F","DIN CERTCO"]
["ü Eligible",null,"2011-05-20",null,"Solar Thermal","Flat Plate Collector","OP V210","OP V210","Universolar Unipessoal Lda.","011-7S1026 F","DIN CERTCO"]
["ü Eligible",null,"2009-07-14",null,"Solar Thermal","Flat Plate Collector","OPAL SOLAR FK 2.34","OPAL SOLAR FK 2.34","Kurt Pietsch GmbH & Co. KG","011-7S1118 F","DIN CERTCO"]
["ü Eligible",null,"2009-07-15",null,"Solar Thermal","Flat Plate Collector","Optimus","Optimus","Vulcan","011-7S142 F","DIN CERTCO"]
["ü Eligible",null,"2009-07-15",null,"Solar Thermal","Flat Plate Collector","OP-V1","OP-V1","Openplus, Lda","011-7S510 F","DIN CERTCO"]
["ü Eligible",null,"2013-04-22",null,"Solar Thermal","Flat Plate Collector","OP-V2 AL, OP-V2.3, OP-V2.5","OP-V2 AL, OP-V2.3, OP-V2.5","Openplus, Lda","PSK-023/2013","CERTIF"]
["ü Eligible",null,"2012-12-05",null,"Solar Thermal","Flat Plate Collector","OP-V2, OP-V2.3, OP-V2.5","OP-V2, OP-V2.3, OP-V2.5","Openplus, Lda","PSK-104/2012","CERTIF"]
["ü Eligible",null,"2011-09-26",null,"Solar Thermal","Flat Plate Collector","OP-V4 AL","OP-V4 AL","Openplus, Lda","PSK-048/2011","CERTIF"]
["ü Eligible",null,"2013-04-08",null,"Solar Thermal","Flat Plate Collector","OP-V4 AL, OP-V4.3 AL, OP-V4.5 AL","OP-V4 AL, OP-V4.3 AL, OP-V4.5 AL","Openplus, Lda","PSK-020/2013","CERTIF"]
["ü Eligible",null,"2009-07-14",null,"Solar Thermal","Flat Plate Collector","Orbit-1340","Orbit-1340","S Solar","SP SC0346-10","SP"]
["ü Eligible",null,"2009-07-15",null,"Solar Thermal","Flat Plate Collector","Orbit-1400","Orbit-1400","S Solar","SP SC0654-09","SP"]
["ü Eligible",null,"2009-07-15",null,"Solar Thermal","Flat Plate Collector","Orbit-1470","Orbit-1470","S Solar","SP SC0655-09","SP"]
["ü Eligible",null,"2009-07-15",null,"Solar Thermal","Flat Plate Collector","ORC2.1","ORC2.1","Solfex Limited","011-7S348 F","DIN CERTCO"]
["ü Eligible",null,"2013-08-02",null,"Solar Thermal","Flat Plate Collector","Oro-Tech Universal","Oro-Tech Universal","ORO TECHOLOGIES SA","011-7S2213 F","DIN CERTCO"]
["ü Eligible",null,"2009-07-15",null,"Solar Thermal","Flat Plate Collector","OSF 23 I","OSF 23 I","Stiebel Eltron UK Limited","011-7S511 F","DIN CERTCO",null,null,null,null,null,null,null,null,null,null,null,null,null,null,null,null,null,null,null,null,null,"Yes",null,null,null,"BRE","YES"]
["ü Eligible",null,"2009-07-15",null,"Solar Thermal","Flat Plate Collector","OSF 27","OSF 27","Stiebel Eltron UK Limited","011-7S782 F","DIN CERTCO"]
["ü Eligible",null,"2012-01-25",null,"Solar Thermal","Flat Plate Collector","OSK 23, OSK 23W","OSK 23, OSK 23W","ISG, Sanitär-Handels- gesellschaft mbH & Co KG","011-7S1811 F","DIN CERTCO"]
["ü Eligible",null,"2009-07-15",null,"Solar Thermal","Flat Plate Collector","OSTE A2, 4, 6, 8, 10, 12, 14","OSTE A2, 4, 6, 8, 10, 12, 14","Opitz Solar GmbH","011-7S387 F","DIN CERTCO"]
["ü Eligible",null,"2009-07-15",null,"Solar Thermal","Flat Plate Collector","P 2100 AL","P 2100 AL","RipoSOL Handels GmbH","011-7S272 F","DIN CERTCO"]
["ü Eligible",null,"2009-07-15",null,"Solar Thermal","Flat Plate Collector","P 2100, P 3000","P 2100, P 3000","RipoSOL Handels GmbH","011-7S136 F","DIN CERTCO"]
["ü Eligible",null,"2009-07-15",null,"Solar Thermal","Flat Plate Collector","P 3000 AL","P 3000 AL","RipoSOL Handels GmbH","011-7S274 F","DIN CERTCO"]
["ü Eligible",null,"2009-07-15",null,"Solar Thermal","Flat Plate Collector","P 3000/4","P 3000/4","RipoSOL Handels GmbH","011-7S273 F","DIN CERTCO"]
["ü Eligible",null,"2012-03-19",null,"Solar Thermal","Flat Plate Collector","P2.0, P2.4","P2.0, P2.4","Permasolaris, Lda","PSK-011/2012","CERTIF"]
["ü Eligible",null,"2009-07-14",null,"Solar Thermal","Flat Plate Collector","P2.0, P2.4","P2.0, P2.4","Permasolaris, Lda","PSK-012/2014","CERTIF"]
["ü Eligible",null,"2013-05-06",null,"Solar Thermal","Flat Plate Collector","P2.0, P2.4","P2.0, P2.4","Permasolaris, Lda","PSK-024/2013","CERTIF"]
["ü Eligible",null,"2009-07-14",null,"Solar Thermal","Flat Plate Collector","P2300, P2300Q, P2600, P2600Q","P2300, P2300Q, P2600, P2600Q","RipoSOL Handels GmbH","011-7S1200 F","DIN CERTCO"]
["ü Eligible",null,"2009-07-15",null,"Solar Thermal","Flat Plate Collector","PA-K, PA-D, PA-E, PA-F","PA-K, PA-D, PA-E, PA-F","Chromagen Agricultural Cooperation Society LTD","011-7S821 F","DIN CERTCO"]
["ü Eligible",null,"2013-04-30",null,"Solar Thermal","Flat Plate Collector","Panda 2.7, Panda 2.3, Panda 2.0","Panda 2.7, Panda 2.3, Panda 2.0","Costruzioni Solari S.r.l","115BN/0","ICIM"]
["ü Eligible",null,"2011-05-20",null,"Solar Thermal","Flat Plate Collector","PA-SK, PA-SD, PA-SE, PA-SF","PA-SK, PA-SD, PA-SE, PA-SF","Chromagen Agricultural Cooperation Society LTD","011-7S2318 F","DIN CERTCO"]
["ü Eligible",null,"2013-07-30",null,"Solar Thermal","Flat Plate Collector","PELLESOL i","PELLESOL i","SARL JLC Développement","011-7S2179 F","DIN CERTCO"]
["ü Eligible",null,"2009-07-15",null,"Solar Thermal","Flat Plate Collector","PELLESOL-a","PELLESOL-a","ÖkoFEN Forschungs-und Entwicklungs Ges.mbH","011-7S145 F","DIN CERTCO"]
["ü Eligible",null,"2009-07-15",null,"Solar Thermal","Flat Plate Collector","PELLESOL-a","PELLESOL-a","ÖkoFEN Forschungs-und Entwicklungs Ges.mbH","011-7S951 F","DIN CERTCO"]
["ü Eligible",null,"2009-07-15",null,"Solar Thermal","Flat Plate Collector","PELLESOL-a horizontal","PELLESOL-a horizontal","ÖkoFEN Forschungs-und Entwicklungs Ges.mbH","011-7S1014 F","DIN CERTCO"]
["ü Eligible",null,"2013-06-06",null,"Solar Thermal","Flat Plate Collector","PELLESOL-a, PELLESOL-a (i), PELLESOL-a horizontal, PELLESOL-a horizontal (i)","PELLESOL-a, PELLESOL-a (i), PELLESOL-a horizontal, PELLESOL-a horizontal (i)","SARL JLC Développement","011-7S2170 F","DIN CERTCO"]
["ü Eligible",null,"2009-07-15",null,"Solar Thermal","Flat Plate Collector","PELLESOL-i","PELLESOL-i","ÖkoFEN Forschungs-und Entwicklungs Ges.mbH","011-7S146 F","DIN CERTCO"]
["ü Eligible",null,"2009-07-15",null,"Solar Thermal","Flat Plate Collector","PELLESOL-i","PELLESOL-i","ÖkoFEN Forschungs-und Entwicklungs Ges.mbH","011-7S950 F","DIN CERTCO"]
["ü Eligible",null,"2014-10-09",null,"Solar Thermal","Flat Plate Collector","PFM- 2.01m2","PFM- 2.01m2","Tisun GMBH","011-7S2393 F","DIN CERTCO"]
["ü Eligible",null,"2014-10-06",null,"Solar Thermal","Flat Plate Collector","PFM-S 2.55 ","PFM-S 2.55 ","Tisun GMBH","011-7S2396 F","DIN CERTCO"]
["ü Eligible",null,"2014-10-09",null,"Solar Thermal","Flat Plate Collector","PFM-S 2.55 M2","PFM-S 2.55 M2","Tisun GMBH","011-7S2395 F","DIN CERTCO"]
["ü Eligible",null,"2014-10-06",null,"Solar Thermal","Flat Plate Collector","PFM-S 3.30 ","PFM-S 3.30 ","Tisun GMBH","011-7S2398 F","DIN CERTCO"]
["ü Eligible",null,"2014-10-09",null,"Solar Thermal","FLat Plate Collector","PFM-S 3.30 m2","PFM-S 3.30 m2","Tisun GMBH","011-7S2397 F","DIN CERTCO"]
["ü Eligible",null,"2014-10-06",null,"Solar Thermal","Flat Plate Collector","PFM-W 2,01","PFM-W 2,01","Tisun GMBH","011-7S2394 F","DIN CERTCO"]
["ü Eligible",null,"2013-12-16",null,"Solar Thermal","Flat Plate Collector","P-G/0,6-L/HG-0,9-Z/G-AI, P-G/0,6-L/HG-1,8-Z/G-AI, P-G/2,2-L/HG-0,9-Z/G-AI, P-G/1,1-L/HG-0,9-Z/G-AI, P-G/0,6-L/HG-1,5-Z/G-AI","P-G/0,6-L/HG-0,9-Z/G-AI, P-G/0,6-L/HG-1,8-Z/G-AI, P-G/2,2-L/HG-0,9-Z/G-AI, P-G/1,1-L/HG-0,9-Z/G-AI, P-G/0,6-L/HG-1,5-Z/G-AI","Guangdong Vanward Electric Co., Ltd.","SP SC1399-13","SP"]
["ü Eligible",null,"2014-01-03",null,"Solar Thermal","Flat Plate Collector","P-G/0.6-L/HG-1.86-2","P-G/0.6-L/HG-1.86-2","SUNSHORE SOLAR ENERGY CO.,LTD.","SP SC1448-13","SP"]
["ü Eligible",null,"2013-09-17",null,"Solar Thermal","Flat Plate Collector","PG2.0-F/S","PG2.0-F/S","Beijing Sunda Solar Energy Technology Co. Ltd.","011-7S2254 F","DIN CERTCO"]
["ü Eligible",null,"2009-07-14",null,"Solar Thermal","Flat Plate Collector","PGL-2.0-I","PGL-2.0-I","Beijing HailinSolar Equipments Co., Ltd","SP SC0278-11","SP"]
["ü Eligible",null,"2013-07-31",null,"Solar Thermal","Flat Plate Collector","PGT2.0 FP-A","PGT2.0 FP-A","Xiamen DNsolar Energy Co., LTD","011-7S2171 F","DIN CERTCO"]
["ü Eligible",null,"2009-07-15",null,"Solar Thermal","Flat Plate Collector","PGT2.0-2","PGT2.0-2","Haier Water Heater Co., Ltd.","011-7S1024 F","DIN CERTCO"]
["ü Eligible",null,"2013-07-09",null,"Solar Thermal","Flat Plate Collector","PGTL.2.0-2","PGTL.2.0-2","Qingdao Ecomonic and Technological Development District Haier Water Heater Co., Ltd.","011-7S2165 F","DIN CERTCO"]
["ü Eligible",null,"2011-05-20",null,"Solar Thermal","Flat Plate Collector","PGTL2.0-1","PGTL2.0-1","Qingdao Ecomonic and Technological Development District Haier Water Heater Co., Ltd.","011-7S2337 F","DIN CERTCO"]
["ü Eligible",null,"2014-09-16",null,"Solar Thermal","Flat Plate collector","PIEP1020 - NO1A","PIEP1020 - NO1A","PIEP Solar Technology Co., Ltd.","SP SC0717-14","SP"]
["ü Eligible",null,"2009-07-15",null,"Solar Thermal","Flat Plate Collector","PIX 2.0, PIX 2.51, PIX 2.85","PIX 2.0, PIX 2.51, PIX 2.85","Sunex Sp.","011-7S199 F","DIN CERTCO"]
["ü Eligible",null,"2009-07-15",null,"Solar Thermal","Flat Plate Collector","PK SL CL 2.15m2","PK SL CL 2.15m2","NES Ltd","011-7S381 F","DIN CERTCO"]
["û Ineligible",null,"2009-07-15",null,"Solar Thermal","Flat Plate Collector","PLANO 26","PLANO 26","Consolar GmbH Solare Heizungssysteme","011-7S033 F","DIN CERTCO","No evidence this product has been tested to the required EN standard"]
["ü Eligible",null,"2009-07-15",null,"Solar Thermal","Flat Plate Collector","PLANO 26 SP","PLANO 26 SP","Consolar GmbH Solare Heizungssysteme","011-7S063 F","DIN CERTCO"]
["ü Eligible",null,"2009-07-14",null,"Solar Thermal","Flat Plate Collector","PLANO 27 H, 27 V","PLANO 27 H, 27 V","Consolar GmbH Solare Heizungssysteme","011-7S1325 F","DIN CERTCO"]
["ü Eligible",null,"2009-07-14",null,"Solar Thermal","Flat Plate Collector","PLANO 27 VAR","PLANO 27 VAR","Consolar GmbH Solare Heizungssysteme","011-7S1324 F","DIN CERTCO"]
["ü Eligible",null,"2014-09-16",null,"Solar Thermal","Flat Plate collector","PLATINMASTER 2000","PLATINMASTER 2000","LÖWE SPITZENTECHNOLOGIE GMBH","SP SC0758-14","SP"]
["ü Eligible",null,"2014-05-29",null,"Solar Thermal","Flat Plate Collector","PlusLine Großflächenkollektor Aufdach","PlusLine Großflächenkollektor Aufdach","Odörfer Haustechnik GmbH","011-7S2343 F","DIN CERTCO"]
["ü Eligible",null,"2014-05-29",null,"Solar Thermal","Flat Plate Collector","PlusLine Holzrahmenkollektor Indach","PlusLine Holzrahmenkollektor Indach","Odörfer Haustechnik GmbH","011-7S2342 F","DIN CERTCO"]
["ü Eligible",null,"2014-05-29",null,"Solar Thermal","Flat Plate Collector","PlusLine Wannenkollektor Hochformat, PlusLine Wannenkollektor Querformat","PlusLine Wannenkollektor Hochformat, PlusLine Wannenkollektor Querformat","Odörfer Haustechnik GmbH","011-7S2344 F","DIN CERTCO"]
["ü Eligible",null,"2009-07-15",null,"Solar Thermal","Flat Plate Collector","Portrait Cu-Cu / Alu-Cu, Landscape Cu-Cu / Alu-Cu","Portrait Cu-Cu / Alu-Cu, Landscape Cu-Cu / Alu-Cu","Itho daalderop","011-7S076 F","DIN CERTCO"]
["ü Eligible",null,"2009-07-15",null,"Solar Thermal","Flat Plate Collector","Portrait Cu-Cu / Landscape Cu-Cu","Portrait Cu-Cu / Landscape Cu-Cu","Zen International BV","011-7S083 F","DIN CERTCO"]
["ü Eligible",null,"2011-05-20",null,"Solar Thermal","Flat Plate Collector","POTTERTON SOL 200 L","POTTERTON SOL 200 L","BDR Thermea Group B.V.","078/000125","AENOR"]
["ü Eligible",null,"2011-05-20",null,"Solar Thermal","Flat Plate Collector","POTTERTON SOL 200 P","POTTERTON SOL 200 P","BDR Thermea Group B.V.","078/000138","AENOR"]
["ü Eligible",null,"2012-06-01",null,"Solar Thermal","Flat Plate Collector","POTTERTON SOL 200L","POTTERTON SOL 200L","BDR Thermea Group B.V.","078/000077","AENOR"]
["ü Eligible",null,"2012-06-01",null,"Solar Thermal","Flat Plate Collector","POTTERTON SOL 200P","POTTERTON SOL 200P","BDR Thermea Group B.V.","078/000080","AENOR"]
["ü Eligible",null,"2011-05-20",null,"Solar Thermal","Flat Plate Collector","POTTERTON SOL 250 L","POTTERTON SOL 250 L","BDR Thermea Group B.V.","078/000118","AENOR"]
["ü Eligible",null,"2011-05-20",null,"Solar Thermal","Flat Plate Collector","POTTERTON SOL 250 P","POTTERTON SOL 250 P","BDR Thermea Group B.V.","078/000110","AENOR"]
["ü Eligible",null,"2012-06-01",null,"Solar Thermal","Flat Plate Collector","POTTERTON SOL 250L","POTTERTON SOL 250L","BDR Thermea Group B.V.","078/000081","AENOR"]
["ü Eligible",null,"2012-06-01",null,"Solar Thermal","Flat Plate Collector","POTTERTON SOL 250P","POTTERTON SOL 250P","BDR Thermea Group B.V.","078/000090","AENOR"]
["ü Eligible",null,"2011-04-08","2017-11-12","Solar Thermal","Flat Plate Collector","Potterton Solar Collectors","SOL 200","Baxi Heating UK Ltd","BBA 0079/01","BBA"]
["ü Eligible",null,"2011-04-08","2017-11-12","Solar Thermal","Flat Plate Collector","Potterton Solar Collectors","SOL 200H","Baxi Heating UK Ltd","BBA 0079/02","BBA"]
["ü Eligible",null,"2011-04-08","2017-11-12","Solar Thermal","Flat Plate Collector","Potterton Solar Collectors","SOL 250","Baxi Heating UK Ltd","BBA 0079/03","BBA"]
["ü Eligible",null,"2011-04-08","2017-11-12","Solar Thermal","Flat Plate Collector","Potterton Solar Collectors","SOL 250H","Baxi Heating UK Ltd","BBA 0079/04","BBA"]
["ü Eligible",null,"2009-07-15",null,"Solar Thermal","Flat Plate Collector","Premium Flair 2.54","Premium Flair 2.54","Solarbayer GmbH","036BN/0","ICIM"]
["ü Eligible",null,"2013-05-20",null,"Solar Thermal","Flat Plate Collector","PREMIUM ONE","PREMIUM ONE","LÖWE SPITZENTECHNOLOGIE GMBH","078/000198","AENOR"]
["ü Eligible",null,"2009-07-15",null,"Solar Thermal","Flat Plate Collector","Premium Plus 2510, ECOLINE PREMIUM","Premium Plus 2510, ECOLINE PREMIUM","ASOTEC GmbH","011-7S842 F","DIN CERTCO"]
["ü Eligible",null,"2012-07-09",null,"Solar Thermal","Flat Plate Collector","PremiumPlus AL 2.86","PremiumPlus AL 2.86","Solarbayer GmbH","011-7S1636 F","DIN CERTCO"]
["ü Eligible",null,"2009-07-14",null,"Solar Thermal","Flat Plate Collector","PREMIUMSTAR 1.53 / 2.03 / 2.53","PREMIUMSTAR 1.53 / 2.03 / 2.53","Solarbayer GmbH","1173/01.19/1","MIRTEC"]
["ü Eligible",null,"2009-07-14",null,"Solar Thermal","Flat Plate Collector","Primasol PS-plus/Primasol PS-plus (sw)","Primasol PS-plus/Primasol PS-plus (sw)","altmayer BTD GmbH & Co. KG","011-7S1049 F","DIN CERTCO"]
["ü Eligible",null,"2009-07-15",null,"Solar Thermal","Flat Plate Collector","PRIMASOL PS-WK1 horizontal / vertikal","PRIMASOL PS-WK1 horizontal / vertikal","BTD GmbH & Co. KG","011-7S365 F","DIN CERTCO"]
["ü Eligible",null,"2011-09-23",null,"Solar Thermal","Flat Plate Collector","PRIMUS 2.75","PRIMUS 2.75","OPTIMASOL GmbH & Co. KG","011-7S1596 F","DIN CERTCO"]
["ü Eligible",null,"2011-09-23",null,"Solar Thermal","Flat Plate Collector","PRIMUS 2.75 AR","PRIMUS 2.75 AR","OPTIMASOL GmbH & Co. KG","011-7S1597 F","DIN CERTCO"]
["ü Eligible",null,"2011-09-05",null,"Solar Thermal","Flat Plate Collector","Prisma T2-07-D","Prisma T2-07-D","Sunstrip AB","SP SC0484-11","SP"]
["ü Eligible",null,"2009-07-15",null,"Solar Thermal","Flat Plate Collector","PR-K, PR-D, PR-E, PR-F","PR-K, PR-D, PR-E, PR-F","Chromagen Agricultural Cooperation Society LTD","011-7S822 F","DIN CERTCO"]
["ü Eligible",null,"2009-07-15",null,"Solar Thermal","Flat Plate Collector","Pro 2.3","Pro 2.3","DeDietrich Thermique","011-7S184 F","DIN CERTCO"]
["ü Eligible",null,"2011-06-29",null,"Solar Thermal","Flat Plate Collector","PROGRESS, BASIC, MEDUM, ALPHA1","PROGRESS, BASIC, MEDUM, ALPHA1","IKARUS SOLARSYSTEME GMBH","011-7S1623 F","DIN CERTCO"]
["ü Eligible",null,"2011-05-20",null,"Solar Thermal","Flat Plate Collector","Projekt 5 Easy","Projekt 5 Easy","ESC Energy Systems Company GmbH","011-7S1909 F","DIN CERTCO"]
["ü Eligible",null,"2012-10-01",null,"Solar Thermal","Flat Plate Collector","ProSol24","ProSol24","Santer Solarprofi GesmbH","011-7S2041 F","DIN CERTCO"]
["ü Eligible",null,"2009-07-15",null,"Solar Thermal","Flat Plate Collector","PS 1808, 2008, 2108, 2510","PS 1808, 2008, 2108, 2510","ECO AGENZIE SRL","011-7S382 F","DIN CERTCO"]
["ü Eligible",null,"2009-07-15",null,"Solar Thermal","Flat Plate Collector","PS 2.0","PS 2.0","Baxi Calefacción S.L.U.","011-7S287 F","DIN CERTCO"]
["ü Eligible",null,"2009-07-15",null,"Solar Thermal","Flat Plate Collector","PS 2.4","PS 2.4","Baxi Calefacción S.L.U.","011-7S277 F","DIN CERTCO"]
["ü Eligible",null,"2009-07-15",null,"Solar Thermal","Flat Plate Collector","PS 2.4 H","PS 2.4 H","Baxi Calefacción S.L.U.","011-7S705 F","DIN CERTCO"]
["ü Eligible",null,"2009-07-15",null,"Solar Thermal","Flat Plate Collector","PS001","PS001","Teknoenergy srl","001BN/0","ICIM"]
["ü Eligible",null,"2009-07-15",null,"Solar Thermal","Flat Plate Collector","PS001/0, PS001/OC","PS001/0, PS001/OC","Teknoenergy srl","056BN/0","ICIM"]
["ü Eligible",null,"2012-05-15",null,"Solar Thermal","Flat Plate Collector","PS001; PS001/C","PS001; PS001/C","Teknoenergy srl","001BN/1","ICIM"]
["ü Eligible",null,"2009-07-15",null,"Solar Thermal","Flat Plate Collector","PS002","PS002","Teknoenergy srl","002BN/0","ICIM"]
["ü Eligible",null,"2011-05-20",null,"Solar Thermal","Flat Plate Collector","PS002; PS002/C; PS002/O; PS002/OC; PS002/N; PS002/ND; PS002/NS","PS002; PS002/C; PS002/O; PS002/OC; PS002/N; PS002/ND; PS002/NS","Teknoenergy srl","002BN/1","ICIM"]
["ü Eligible",null,"2009-07-15",null,"Solar Thermal","Flat Plate Collector","PS006; PS006/C; PS006/O; PS006/P; PS006/PO","PS006; PS006/C; PS006/O; PS006/P; PS006/PO","Teknoenergy srl","004BN/0","ICIM"]
["ü Eligible",null,"2009-07-15",null,"Solar Thermal","Flat Plate Collector","PS006; PS006/C; PS006/O; PS006/P; PS006/PO","PS006; PS006/C; PS006/O; PS006/P; PS006/PO","Teknoenergy srl","004BN/1","ICIM"]
["ü Eligible",null,"2009-07-15",null,"Solar Thermal","Flat Plate Collector","PS101","PS101","KEI srl","011-7S769 F","DIN CERTCO"]
["ü Eligible",null,"2009-07-14",null,"Solar Thermal","Flat Plate Collector","PSA001; PSA001/C","PSA001; PSA001/C","Teknoenergy srl","088BN/0","ICIM"]
["ü Eligible",null,"2009-07-14",null,"Solar Thermal","Flat Plate Collector","PSA002; PSA002/C; PSA002/O; PSA002/OC; PSA002/N; PSA002/NC; PSA002/ND; PSA002/NS; PSA002/NDC; PSA002/NSC.","PSA002; PSA002/C; PSA002/O; PSA002/OC; PSA002/N; PSA002/NC; PSA002/ND; PSA002/NS; PSA002/NDC; PSA002/NSC.","Teknoenergy srl","089BN/0","ICIM"]
["ü Eligible",null,"2009-07-14",null,"Solar Thermal","Flat Plate Collector","PSAI003","PSAI003","Teknoenergy srl","090BN/0","ICIM"]
["ü Eligible",null,"2009-07-14",null,"Solar Thermal","Flat Plate Collector","PSC 009","PSC 009","Teknoenergy srl","074BN/0","ICIM"]
["ü Eligible",null,"2013-07-15",null,"Solar Thermal","Flat Plate Collector","PSH 2340V, PSH 2340H","PSH 2340V, PSH 2340H","Dukometal S.A.","011-7S2198 F","DIN CERTCO"]
["ü Eligible",null,"2009-07-15",null,"Solar Thermal","Flat Plate Collector","PSI003","PSI003","Teknoenergy srl","024BN/0","ICIM"]
["ü Eligible",null,"2009-07-14",null,"Solar Thermal","Flat Plate Collector","PSI003","PSI003","Teknoenergy srl","024BN/1","ICIM"]
["ü Eligible",null,"2009-07-15",null,"Solar Thermal","Flat Plate Collector","PSI30Y001","PSI30Y001","Giacomini S.p.A.","035BN/0","ICIM"]
["ü Eligible",null,"2009-07-14",null,"Solar Thermal","Flat Plate Collector","PSI31Y001, PSI32Y001","PSI31Y001, PSI32Y001","Giacomini S.p.A.","060BN/0","ICIM"]
["ü Eligible",null,"2009-07-14",null,"Solar Thermal","Flat Plate Collector","PSO01Y001, PSO01Y002","PSO01Y001, PSO01Y002","Giacomini S.p.A.","061BN/0","ICIM"]
["ü Eligible",null,"2011-07-14",null,"Solar Thermal","Flat Plate Collector","PS-TS-BP-2, PS-TS-BP-2.5","PS-TS-BP-2, PS-TS-BP-2.5","Groupe Atlantic","078/000011","AENOR"]
["ü Eligible",null,"2009-07-15",null,"Solar Thermal","Flat Plate Collector","PSV01Y001, PSV01Y002","PSV01Y001, PSV01Y002","Giacomini S.p.A.","033BN/0","ICIM"]
["ü Eligible",null,"2009-07-15",null,"Solar Thermal","Flat Plate Collector","PSV02Y001; PSV02Y002; PSO02Y001; PSO02Y002","PSV02Y001; PSV02Y002; PSO02Y001; PSO02Y002","Giacomini S.p.A.","034BN/0","ICIM"]
["ü Eligible",null,"2009-07-14",null,"Solar Thermal","Flat Plate Collector","PT-A 250/145, PT-U 250/193, PT-U 250/145, PT-A 250/145, PT-A 250/193","PT-A 250/145, PT-U 250/193, PT-U 250/145, PT-A 250/145, PT-A 250/193","SolarHybrid AG","011-7S1801 F","DIN CERTCO"]
["ü Eligible",null,"2013-03-21",null,"Solar Thermal","Flat Plate Collector","PT-A 250/145, PT-U 250/193, PT-U 250/145, PT-A 250/193","PT-A 250/145, PT-U 250/193, PT-U 250/145, PT-A 250/193","Hörmann-Barkas Metalbau GmbH","011-7S2127 F","DIN CERTCO"]
["ü Eligible",null,"2009-07-15",null,"Solar Thermal","Flat Plate Collector","P-Y/1.0-T/HGT-1.8-1","P-Y/1.0-T/HGT-1.8-1","SHENZHEN COMMONPRAISE SOLAR CO., LTD","011-7S1000 F","DIN CERTCO"]
["ü Eligible",null,"2009-07-15",null,"Solar Thermal","Flat Plate Collector","P-Y/1.0-T/JDT-1.8-1","P-Y/1.0-T/JDT-1.8-1","SHENZHEN COMMONPRAISE SOLAR CO., LTD","011-7S1001 F","DIN CERTCO"]
["ü Eligible",null,"2009-07-15",null,"Solar Thermal","Flat Plate Collector","QA-K, QA-D, QA-E, QA-F","QA-K, QA-D, QA-E, QA-F","Chromagen Agricultural Cooperation Society LTD","011-7S823 F","DIN CERTCO"]
["ü Eligible",null,"2009-07-15",null,"Solar Thermal","Flat Plate Collector","QR-K, QR-D, QR-E, QR-F","QR-K, QR-D, QR-E, QR-F","Chromagen Agricultural Cooperation Society LTD","011-7S824 F","DIN CERTCO"]
["ü Eligible",null,"2009-07-14",null,"Solar Thermal","Flat Plate Collector","Quattroline 2,08","Quattroline 2,08","Solarbayer GmbH","011-7S1571 F","DIN CERTCO"]
["û Ineligible",null,"2009-07-15",null,"Solar Thermal","Flat Plate Collector","QUICK STEP SolarThermie \"schiefergrau\"","QUICK STEP SolarThermie \"schiefergrau\"","RHEINZINK GmbH & Co. KG","011-7S169 F","DIN CERTCO","No evidence this product has been tested to the required EN standard"]
["ü Eligible",null,"2011-05-20",null,"Solar Thermal","Flat Plate Collector","R4-1800-U R4-2000-HU R4-2000-U R4-2300-HU R4-2300-U R4-2500-HU R4-2500-U R4-2750-HU R4-2750-U","R4-1800-U R4-2000-HU R4-2000-U R4-2300-HU R4-2300-U R4-2500-HU R4-2500-U R4-2750-HU R4-2750-U","OCV, S.L.","078/000155","AENOR"]
["ü Eligible",null,"2009-07-14",null,"Solar Thermal","Flat Plate Collector","RA 251-4","RA 251-4","Ratiotherm GmbH & Co KG","011-7S1219 F","DIN CERTCO"]
["ü Eligible",null,"2012-01-24",null,"Solar Thermal","Flat Plate Collector","RADIANT RSV 25, RADIANT RSV 23 *, RADIANT RSV 20 *, RADIANT RSV 19 *, RADIANT RSV 17 *, RADIANT RSV 15, RADIANT RSV 29, RADIANT RSV 27 *","RADIANT RSV 25, RADIANT RSV 23 *, RADIANT RSV 20 *, RADIANT RSV 19 *, RADIANT RSV 17 *, RADIANT RSV 15, RADIANT RSV 29, RADIANT RSV 27 *","SUNDWARE TRADING LTD","011-7S1621 F","DIN CERTCO"]
["ü Eligible",null,"2013-11-19",null,"Solar Thermal","Flat Plate Collector","radius AR vertikal, radius AR horizontal","radius AR vertikal, radius AR horizontal","go!nnovate AG","011-7S2226 F","DIN CERTCO"]
["ü Eligible",null,"2013-11-19",null,"Solar Thermal","Flat Plate Collector","radius vertikal, radius horizontal","radius vertikal, radius horizontal","go!nnovate AG","011-7S2225 F","DIN CERTCO"]
["ü Eligible",null,"2011-05-20",null,"Solar Thermal","Flat Plate Collector","Ramzes","Ramzes","Jozef Kukuca LAUGOTHERM","TSU 008-13","TSU"]
["ü Eligible",null,"2013-06-03",null,"Solar Thermal","Flat Plate Collector","RC-FLAT2.5V","RC-FLAT2.5V","Rivusol B.V.","011-7S2163 F","DIN CERTCO"]
["ü Eligible",null,"2012-10-24",null,"Solar Thermal","Flat Plate Collector","REGESS 2000 S, REGESS 2000 SL, REGESS 2000 SRL","REGESS 2000 S, REGESS 2000 SL, REGESS 2000 SRL","REGESS Sp. Z o.o.","011-7S2042 F","DIN CERTCO"]
["ü Eligible",null,"2012-04-20",null,"Solar Thermal","Flat Plate Collector","REGESS 3000 S+, REGESS 3000 SL+, REGESS 3000 SRL+, REGESS 3000 SU+, REGESS 3000 SUL+, REGESS 3000 SURL+","REGESS 3000 S+, REGESS 3000 SL+, REGESS 3000 SRL+, REGESS 3000 SU+, REGESS 3000 SUL+, REGESS 3000 SURL+","REGESS Sp. Z o.o.","011-7S1897 F","DIN CERTCO"]
["ü Eligible",null,"2009-07-15",null,"Solar Thermal","Flat Plate Collector","REHAU SOLECT Querkollektor QK","REHAU SOLECT Querkollektor QK","REHAU AG + Co","011-7S719 F","DIN CERTCO"]
["ü Eligible",null,"2009-07-14",null,"Solar Thermal","Flat Plate Collector","Rehau Solect Querkollektor QK, Wannenkollektor WK","Rehau Solect Querkollektor QK, Wannenkollektor WK","REHAU AG + Co","011-7S1547 F","DIN CERTCO"]
["ü Eligible",null,"2009-07-15",null,"Solar Thermal","Flat Plate Collector","REHAU SOLECT Rahmenkollektor RK 2232","REHAU SOLECT Rahmenkollektor RK 2232","REHAU AG + Co","011-7S1098 F","DIN CERTCO"]
["ü Eligible",null,"2012-06-01",null,"Solar Thermal","Flat Plate Collector","REMEHA C250H","REMEHA C250H","BDR Thermea Group B.V.","078/000059","AENOR"]
["ü Eligible",null,"2011-05-20",null,"Solar Thermal","Flat Plate Collector","REMEHA C250H","REMEHA C250H","BDR Thermea Group B.V.","078/000126","AENOR"]
["ü Eligible",null,"2012-06-01",null,"Solar Thermal","Flat Plate Collector","REMEHA C250V","REMEHA C250V","BDR Thermea Group B.V.","078/000091","AENOR"]
["ü Eligible",null,"2011-05-20",null,"Solar Thermal","Flat Plate Collector","REMEHA C250V","REMEHA C250V","BDR Thermea Group B.V.","078/000146","AENOR"]
["ü Eligible",null,"2014-02-25",null,"Solar Thermal","Flat Plate Collector","Remeha D230","Remeha D230","BDR Thermea Group B.V.","011-7S2282 F","Din Certco"]
["ü Eligible",null,"2013-05-06",null,"Solar Thermal","Flat Plate Collector","REMEHA DB 200H","REMEHA DB 200H","BDR Thermea Group B.V.","078/000191","AENOR"]
["ü Eligible",null,"2013-05-06",null,"Solar Thermal","Flat Plate Collector","REMEHA DB 200V","REMEHA DB 200V","BDR Thermea Group B.V.","078/000190","AENOR"]
["ü Eligible",null,"2011-05-20",null,"Solar Thermal","Flat Plate Collector","REMEHA SOL 200L","REMEHA SOL 200L","BDR Thermea Group B.V.","078/000092","AENOR"]
["ü Eligible",null,"2012-06-01",null,"Solar Thermal","Flat Plate Collector","REMEHA SOL 200P","REMEHA SOL 200P","BDR Thermea Group B.V.","078/000060","AENOR"]
["ü Eligible",null,"2011-05-20",null,"Solar Thermal","Flat Plate Collector","REMEHA SOL 250 P","REMEHA SOL 250 P","BDR Thermea Group B.V.","078/000135","AENOR"]
["ü Eligible",null,"2012-06-01",null,"Solar Thermal","Flat Plate Collector","REMEHA SOL 250L","REMEHA SOL 250L","BDR Thermea Group B.V.","078/000071","AENOR"]
["ü Eligible",null,"2012-06-01",null,"Solar Thermal","Flat Plate Collector","REMEHA SOL 250P","REMEHA SOL 250P","BDR Thermea Group B.V.","078/000072","AENOR"]
["ü Eligible",null,"2011-04-08","2017-11-12","Solar Thermal","Flat Plate Collector","Remeha Solar Collectors","SOL 200","Baxi Heating UK Ltd","BBA 0080/01","BBA"]
["ü Eligible",null,"2011-04-08","2017-11-12","Solar Thermal","Flat Plate Collector","Remeha Solar Collectors","SOL 200H","Baxi Heating UK Ltd","BBA 0080/02","BBA"]
["ü Eligible",null,"2011-04-08","2017-11-12","Solar Thermal","Flat Plate Collector","Remeha Solar Collectors","SOL 250","Baxi Heating UK Ltd","BBA 0080/03","BBA"]
["ü Eligible",null,"2011-04-08","2017-11-12","Solar Thermal","Flat Plate Collector","Remeha Solar Collectors","SOL 250H","Baxi Heating UK Ltd","BBA 0080/04","BBA"]
["ü Eligible",null,"2009-07-14",null,"Solar Thermal","Flat Plate Collector","RES DT-1","RES DT-1","RES Enerji Sistemleri A.S.","011-7S1478 F","DIN CERTCO"]
["ü Eligible",null,"2009-07-14",null,"Solar Thermal","Flat Plate Collector","RETIC KOLLEKTOR 001","RETIC KOLLEKTOR 001","Herzog & Partner GmbH RETIC Renewable Energy","011-7S1230 F","DIN CERTCO"]
["ü Eligible",null,"2009-07-14",null,"Solar Thermal","Flat Plate Collector","RETIC KOLLEKTOR 003","RETIC KOLLEKTOR 003","Herzog & Partner GmbH RETIC Renewable Energy","011-7S1269 F","DIN CERTCO"]
["ü Eligible",null,"2009-07-14",null,"Solar Thermal","Flat Plate Collector","RETIC KOLLEKTOR 004","RETIC KOLLEKTOR 004","Herzog & Partner GmbH RETIC Renewable Energy","011-7S1295 F","DIN CERTCO"]
["ü Eligible",null,"2011-09-01",null,"Solar Thermal","Flat Plate Collector","RF 155 (KT08_05_01), RF189*, RF205*, RF230*, RF 258 (KT08_06_02).  *Not tested, intermediate size.","RF 155 (KT08_05_01), RF189*, RF205*, RF230*, RF 258 (KT08_06_02).  *Not tested, intermediate size.","REM GmbH","011-7S1699 F","DIN CERTCO"]
["ü Eligible",null,"2012-07-03",null,"Solar Thermal","Flat Plate Collector","RF 155s, RF 189s, RF 205s, RF230s, RF258s","RF 155s, RF 189s, RF 205s, RF230s, RF258s","REM GmbH","011-7S1960 F","DIN CERTCO"]
["ü Eligible",null,"2013-04-08","2017-08-24","Solar Thermal","Flat Plate Collector","RF9000","RF9000","Re-Future Renewables Ltd","BBA 0138/01","BBA"]
["ü Eligible",null,"2009-07-14",null,"Solar Thermal","Flat Plate Collector","Rigsun RK 2300 ALPIN","Rigsun RK 2300 ALPIN","Conforis, Lda. / Rigsun","011-7S1570 F","DIN CERTCO"]
["ü Eligible",null,"2009-07-15",null,"Solar Thermal","Flat Plate Collector","RIGSUN RK2300 Mediterano","RIGSUN RK2300 Mediterano","Conforis, Lda. / Rigsun","011-7S847 F","DIN CERTCO"]
["ü Eligible",null,"2009-07-15",null,"Solar Thermal","Flat Plate Collector","RIGSUN RK2301 Alpin","RIGSUN RK2301 Alpin","Conforis, Lda. / Rigsun","011-7S846 F","DIN CERTCO"]
["ü Eligible",null,"2009-07-15",null,"Solar Thermal","Flat Plate Collector","RIGSUN WK 2300, RIGSUN WK 2300 Q","RIGSUN WK 2300, RIGSUN WK 2300 Q","Conforis, Lda. / Rigsun","011-7S851 F","DIN CERTCO"]
["ü Eligible",null,"2009-07-15",null,"Solar Thermal","Flat Plate Collector","RK 215","RK 215","REM GmbH","011-7S098 F","DIN CERTCO"]
["ü Eligible",null,"2009-07-15",null,"Solar Thermal","Flat Plate Collector","RK 2300 Mediterano","RK 2300 Mediterano","SEG Solar Energy GmbH","011-7S784 F","DIN CERTCO"]
["ü Eligible",null,"2009-07-15",null,"Solar Thermal","Flat Plate Collector","RK 250","RK 250","REM GmbH","011-7S422 F","DIN CERTCO"]
["ü Eligible",null,"2009-07-15",null,"Solar Thermal","Flat Plate Collector","RK 251-4","RK 251-4","REM GmbH","011-7S1107 F","DIN CERTCO"]
["ü Eligible",null,"2009-07-15",null,"Solar Thermal","Flat Plate Collector","RK ALPIN 2000, 2301, 2500, RKQ ALPIN 2000, 2300, 2500","RK ALPIN 2000, 2301, 2500, RKQ ALPIN 2000, 2300, 2500","SEG Solar Energy GmbH","011-7S785 F","DIN CERTCO"]
["ü Eligible",null,"2013-12-03",null,"Solar Thermal","Flat Plate Collector","RK2001 Mediterano","RK2001 Mediterano","SEG Solar Energy GmbH","011-7S2298 F","Din Certco"]
["ü Eligible",null,"2009-07-14",null,"Solar Thermal","Flat Plate Collector","RK2300 Alpin","RK2300 Alpin","SEG Solar Energy GmbH","011-7S1150 F","DIN CERTCO"]
["ü Eligible",null,"2013-08-26",null,"Solar Thermal","Flat Plate Collector","RKAQ2000 ALPIN, RKA2000 ALPIN*, RKA2001 ALPIN*, RKAQ2500 ALPIN*, RKA2500 ALPIN, RKA2501 ALPIN","RKAQ2000 ALPIN, RKA2000 ALPIN*, RKA2001 ALPIN*, RKAQ2500 ALPIN*, RKA2500 ALPIN, RKA2501 ALPIN","SEG Solar Energy GmbH","011-7S2231 F","DIN CERTCO"]
["ü Eligible",null,"2013-10-25",null,"Solar Thermal","Flat Plate Collector","RKEQ2500 ALPIN Easy, RKE2500 ALPIN Easy","RKEQ2500 ALPIN Easy, RKE2500 ALPIN Easy","SEG Solar Energy GmbH","011-7S1893 F","DIN CERTCO"]
["ü Eligible",null,"2009-07-14",null,"Solar Thermal","Flat Plate Collector","RM Solar S Class 22","RM Solar S Class 22","RM Solar Limited","011-7S1075 F","DIN CERTCO"]
["ü Eligible",null,"2014-03-03",null,"Solar Thermal","Flat Plate Collector","ROCCO/FP3.0-E","ROCCO/FP3.0-E","ECOS d.o.o. Vitez","SP SC0755-13","SP"]
["ü Eligible",null,"2009-07-15",null,"Solar Thermal","Flat Plate Collector","Rotheigner S 10","Rotheigner S 10","Hornbach Baumarkt AG","011-7S708 F","DIN CERTCO"]
["û Ineligible",null,"2009-07-15",null,"Solar Thermal","Flat Plate Collector","RP 200 VF Neu - 2.1 / 2.75","RP 200 VF Neu - 2.1 / 2.75","RipoSOL Handels GmbH","011-7S014 F","DIN CERTCO","No evidence this product has been tested to the required EN standard"]
["ü Eligible",null,"2012-03-01",null,"Solar Thermal","Flat Plate Collector","RS2, RS3","RS2, RS3","RETEC GmbH","011-7S1020 F","DIN CERTCO"]
["? To be determined",null,"2009-07-14",null,"Solar Thermal","Flat Plate Collector","RSK 25","RSK 25","REMKO GmbH & Co KG","011-7S1695 F","DIN CERTCO"]
["ü Eligible",null,"2009-07-15",null,"Solar Thermal","Flat Plate Collector","RST SOL 4, RST SOL 6","RST SOL 4, RST SOL 6","Reinhard Solartechnik GmbH","011-7S597 F","DIN CERTCO"]
["ü Eligible",null,"2009-07-15",null,"Solar Thermal","Flat Plate Collector","RTPS 58/1800-10, 12, 15, 18, 20, 22, 25, 30","RTPS 58/1800-10, 12, 15, 18, 20, 22, 25, 30","Shanghai Ruty Energy","049BN/0","ICIM"]
["ü Eligible",null,"2009-07-15",null,"Solar Thermal","Flat Plate Collector","S 1.5, S 2","S 1.5, S 2","SIGMA S.A,","74/01.19/2","MIRTEC",null,null,null,null,null,null,null,null,null,null,null,null,null,null,null,null,null,null,null,null,null,null,null,null,null,null,null,null,{"$error":"#N/A"},{"$error":"#N/A"}]
["ü Eligible",null,"2014-07-17",null,"Solar Thermal","Flat Plate Collector","S 2.5V, S 2.5H","XP 2.5V, XP 2.5H","Ariston Thermo SpA","011-7S2357 F","DIN CERTCO"]
["ü Eligible",null,"2011-08-31",null,"Solar Thermal","Flat Plate Collector","S.S.T. ECO A 2020, S.S.T. ECO A 8030","S.S.T. ECO A 2020, S.S.T. ECO A 8030","S.S.T. Solar System Technik GmbH","011-7S1689 F","DIN CERTCO"]
["ü Eligible",null,"2011-08-31",null,"Solar Thermal","Flat Plate Collector","S.S.T. ECO E 2020, S.S.T. ECO E 8030","S.S.T. ECO E 2020, S.S.T. ECO E 8030","S.S.T. Solar System Technik GmbH","011-7S1687 F","DIN CERTCO"]
["ü Eligible",null,"2012-12-14",null,"Solar Thermal","Flat Plate Collector","S.S.T. Modulkollektor Eco-Sunny","S.S.T. Modulkollektor Eco-Sunny","S.S.T. Solar System Technik GmbH","011-7S2070 F","DIN CERTCO"]
["ü Eligible",null,"2009-07-15",null,"Solar Thermal","Flat Plate Collector","S+2.0 / S+2.5 / S+2.9","S+2.0 / S+2.5 / S+2.9","DIMAS SA SOLAR","71/01.19/1","MIRTEC"]
["ü Eligible",null,"2009-07-15",null,"Solar Thermal","Flat Plate Collector","S04-G AS6, -AS 8*, -AS 10*, -AS 12*, -AS 14*, -AS 16*, -AS 6m*, -AS 7.5m*, -AS 9m*, -AS 10.5m*, -AS 12m*, -AS 7.2g*, -AS 9.6g*, -AS 12g*, -AS 14g*, -AS 17g*, -AS 19g*, -AS 6sl*, -AS 7sl*, -AS 8sl*, -AS 5.4fl*, -AS 7.2fl*, -AS 9fl*S04-G AS 9fl*","S04-G AS6, -AS 8*, -AS 10*, -AS 12*, -AS 14*, -AS 16*, -AS 6m*, -AS 7.5m*, -AS 9m*, -AS 10.5m*, -AS 12m*, -AS 7.2g*, -AS 9.6g*, -AS 12g*, -AS 14g*, -AS 17g*, -AS 19g*, -AS 6sl*, -AS 7sl*, -AS 8sl*, -AS 5.4fl*, -AS 7.2fl*, -AS 9fl*S04-G AS 9fl*","Varmeco GmbH","011-7S1070 F","DIN CERTCO"]
["ü Eligible",null,"2009-07-15",null,"Solar Thermal","Flat Plate Collector","S10","S10","Leysser GmbH","011-7S158 F","DIN CERTCO"]
["? To be determined",null,"2009-07-15",null,"Solar Thermal","Flat Plate Collector","S20 100BC, S25 100BCC 165","S20 100BC, S25 100BCC 165","STIEBETHERM S.A.","94/01.19/1","MIRTEC",null,null,null,null,null,null,null,null,null,null,null,null,null,null,null,null,null,null,null,null,null,"Yes",null,null,null,"BBA","NO"]
["ü Eligible",null,"2009-07-15",null,"Solar Thermal","Flat Plate Collector","S-200","S-200","Dugopa S.A.","011-7S254 F","DIN CERTCO"]
["ü Eligible",null,"2012-05-18",null,"Solar Thermal","Flat Plate Collector","S7 2,03","S7 2,03","SOLISART","011-7S1905 F","DIN CERTCO"]
["ü Eligible",null,"2014-10-24",null,"Solar Thermal","Flat Plate Collector","SA170, SA200, SA240","SA170, SA200, SA240","SOL Ltd","PSK-024/2014","CERTIF"]
["ü Eligible",null,"2009-07-14",null,"Solar Thermal","Flat Plate Collector","SAC 100 x 200","SAC 100 x 200","MALTEZOS, S.A.","069BN/0","ICIM"]
["ü Eligible",null,"2009-07-14",null,"Solar Thermal","Flat Plate Collector","SAC 130 x 150","SAC 130 x 150","MALTEZOS, S.A.","068BN/0","ICIM",null,null,null,null,null,null,null,null,null,null,null,null,null,null,null,null,null,null,null,null,null,null,0.73,15.111000000000001,0.10299999999999999,"Kiwa","NO"]
["ü Eligible",null,"2013-10-03",null,"Solar Thermal","Flat Plate Collector","SAC 130x 200","SAC 130x 200","MALTEZOS, S.A.","123BN/0","ICIM"]
["ü Eligible",null,"2009-07-15",null,"Solar Thermal","Flat Plate Collector","SAD 2.3","SAD 2.3","AWB CV-Ketels","011-7S403 F","DIN CERTCO"]
["ü Eligible",null,"2013-01-08",null,"Solar Thermal","Flat Plate Collector","SAH 2.3, SAV 2.3","SAH 2.3, SAV 2.3","AWB CV-Ketels","011-7S2134 F","DIN CERTCO"]
["ü Eligible",null,"2013-04-02",null,"Solar Thermal","Flat Plate Collector","SAK 800","SAK 800","Hörmann-Barkas Metalbau GmbH","011-7S2128 F","DIN CERTCO"]
["ü Eligible",null,"2009-07-15",null,"Solar Thermal","Flat Plate Collector","Sanos","Sanos","Solar-Steiner GmbH","011-7S653 F","DIN CERTCO"]
["ü Eligible",null,"2011-06-07",null,"Solar Thermal","Flat Plate Collector","Sanos L40-Sonnenkollektor","Sanos L40-Sonnenkollektor","Solar-Steiner GmbH","011-7S1575 F","DIN CERTCO"]
["ü Eligible",null,"2011-06-07",null,"Solar Thermal","Flat Plate Collector","Sanos L40-Sonnenkollektor","Sanos L40-Sonnenkollektor","Sonnig-Solar GmbH","011-7S1534 F","DIN CERTCO"]
["ü Eligible",null,"2011-05-30",null,"Solar Thermal","Flat Plate Collector","SAPHIRLINE, SAPHIRLINE - Q","SAPHIRLINE, SAPHIRLINE - Q","NAU GmbH","011-7S1489 F","DIN CERTCO"]
["ü Eligible",null,"2009-07-14",null,"Solar Thermal","Flat Plate Collector","SavioSun RP 60","SavioSun RP 60","Bongioanni Caldaie S.r.l.","011-7S1212 F","DIN CERTCO"]
["ü Eligible",null,"2011-05-20",null,"Solar Thermal","Flat Plate Collector","SavioSun RP60","SavioSun RP60","Bongioanni Caldaie S.r.l.","80537/1","KIWA"]
["ü Eligible",null,"2011-08-30",null,"Solar Thermal","Flat Plate Collector","SBCFI21","SBCFI21","Baltur S.p.A.","011-7S1378 F","DIN CERTCO"]
["ü Eligible",null,"2009-07-14",null,"Solar Thermal","Flat Plate Collector","SBK255A","SBK255A","Walter Bösch GmbH & Co KG","011-7S1770 F","DIN CERTCO",null,null,null,null,null,null,null,null,null,null,null,null,null,null,null,null,null,null,null,null,null,"Yes",null,null,null,"BRE","YES"]
["ü Eligible",null,"2012-11-23",null,"Solar Thermal","Flat Plate Collector","SBK25WA","SBK25WA","Walter Bösch GmbH & Co KG","011-7S2091 F","DIN CERTCO"]
["ü Eligible",null,"2009-07-14",null,"Solar Thermal","Flat Plate Collector","SBS-GAKK 194x94, SBS-GAKK 194x120, SBS-GAKK 204x120","SBS-GAKK 194x94, SBS-GAKK 194x120, SBS-GAKK 204x120","Özel Sergün Gün Isi Ins. Mlz. Paz. Imalat Nak. Tur. San. Ve Tic. Ltd. Sti","011-7S1288 F","DIN CERTCO"]
["ü Eligible",null,"2014-11-10",null,"Solar Thermal","Flat Plate Collector","SCA2000 Collector","SCA2000 Collector","Solahart Industries Pty Ltd.","011-7S2447 F","DIN CERTCO"]
["? To be determined",null,"2009-07-14",null,"Solar Thermal","Flat Plate Collector","SCB2000","SCB2000","Rheem Australia Pty. Ltd.","011-7S1961 F","DIN CERTCO"]
["ü Eligible",null,"2009-07-15",null,"Solar Thermal","Flat Plate Collector","SCE 200","SCE 200","General Solar Systems GmbH","011-7S175 F","DIN CERTCO"]
["ü Eligible",null,"2011-09-19",null,"Solar Thermal","Flat Plate Collector","SC-F25/1","SC-F25/1","RUG Riello Urzadzenia Grzewcze S.A.","011-7S1711 F","DIN CERTCO"]
["ü Eligible",null,"2011-07-15",null,"Solar Thermal","Flat Plate Collector","SchäferSOLAR KOMFORT","SchäferSOLAR KOMFORT","Euro-Baltic-Therm Sp zoo","011-7S1657 F","DIN CERTCO"]
["ü Eligible",null,"2009-07-15",null,"Solar Thermal","Flat Plate Collector","SCHEER FK 252","SCHEER FK 252","SCHEER Heizsysteme & Produktionstechnik GmbH","011-7S528 F","DIN CERTCO"]
["ü Eligible",null,"2009-07-15",null,"Solar Thermal","Flat Plate Collector","SCHENER RS11","SCHENER RS11","SCHENER s.r.o.","011-7S953 F","DIN CERTCO"]
["ü Eligible",null,"2009-07-15",null,"Solar Thermal","Flat Plate Collector","Schüco CTE 117 CU 4","Schüco CTE 117 CU 4","SCHÜCO International KG","011-7S932 F","DIN CERTCO"]
["ü Eligible",null,"2009-07-15",null,"Solar Thermal","Flat Plate Collector","Schüco CTE 215 CH","Schüco CTE 215 CH","SCHÜCO International KG","011-7S467 F","DIN CERTCO"]
["ü Eligible",null,"2009-07-15",null,"Solar Thermal","Flat Plate Collector","Schüco CTE 220 CH 2","Schüco CTE 220 CH 2","SCHÜCO International KG","011-7S754 F","DIN CERTCO",null,null,null,null,null,null,null,null,2.8318946064419688,2.8156458728132581,0,0,0,0,0,0,0,0,0,0,0,"Yes",null,null,null,"Kiwa","NO","Missing data additional fields"]
["ü Eligible",null,"2009-07-15",null,"Solar Thermal","Flat Plate Collector","Schüco CTE 520 CH 2","Schüco CTE 520 CH 2","SCHÜCO International KG","011-7S209 F","DIN CERTCO"]
["ü Eligible",null,"2009-07-15",null,"Solar Thermal","Flat Plate Collector","Schüco CTE 520 CH, Schüco CTE 520 CH 1","Schüco CTE 520 CH, Schüco CTE 520 CH 1","SCHÜCO International KG","011-7S649 F","DIN CERTCO"]
["ü Eligible",null,"2009-07-15",null,"Solar Thermal","Flat Plate Collector","Schüco CTE 520 OF 2","Schüco CTE 520 OF 2","SCHÜCO International KG","011-7S258 F","DIN CERTCO"]
["ü Eligible",null,"2009-07-15",null,"Solar Thermal","Flat Plate Collector","Schüco CTE 524 DH 2","Schüco CTE 524 DH 2","SCHÜCO International KG","011-7S753 F","DIN CERTCO"]
["ü Eligible",null,"2009-07-15",null,"Solar Thermal","Flat Plate Collector","SchücoSol AG","SchücoSol AG","SCHÜCO International KG","011-7S652 F","DIN CERTCO"]
["ü Eligible",null,"2009-07-15",null,"Solar Thermal","Flat Plate Collector","SchücoSol K","SchücoSol K","SCHÜCO International KG","011-7S651 F","DIN CERTCO"]
["ü Eligible",null,"2009-07-15",null,"Solar Thermal","Flat Plate Collector","SchücoSol S, SchücoSol S.1, SchücoSol S.2","SchücoSol S, SchücoSol S.1, SchücoSol S.2","SCHÜCO International KG","011-7S650 F","DIN CERTCO",null,null,null,null,null,null,null,null,3.0881528488445831,3.0569722789620459,0,0,0,0,0,0,0,0,0,0,0,"Yes"]
["ü Eligible",null,"2009-07-15",null,"Solar Thermal","Flat Plate Collector","SchücoSol U.5","SchücoSol U.5","SCHÜCO International KG","011-7S257 F","DIN CERTCO"]
["ü Eligible",null,"2009-07-15",null,"Solar Thermal","Flat Plate Collector","SchücoSol U.5 DG","SchücoSol U.5 DG","SCHÜCO International KG","011-7S256 F","DIN CERTCO"]
["ü Eligible",null,"2009-07-15",null,"Solar Thermal","Flat Plate Collector","SCM 215 AR","SCM 215 AR","Clage GmbH","011-7S941 F","DIN CERTCO"]
["ü Eligible",null,"2009-07-15",null,"Solar Thermal","Flat Plate Collector","SCM 215, SCM 215 q","SCM 215, SCM 215 q","Clage GmbH","011-7S611 F","DIN CERTCO"]
["ü Eligible",null,"2013-05-13",null,"Solar Thermal","Flat Plate Collector","SCV 1.9*","SCV 1.9*","PROTHERM PRODUCTION s.r.o.","011-7S2136 F","DIN CERTCO"]
["ü Eligible",null,"2013-04-22",null,"Solar Thermal","Flat Plate Collector","SCV 1.9*","SCV 1.9*","Saunier Duval","011-7S2137 F","DIN CERTCO"]
["ü Eligible",null,"2013-05-31",null,"Solar Thermal","Flat Plate Collector","SCV 2.3","SCV 2.3","Bulex","011-7S1558 F","DIN CERTCO"]
["ü Eligible",null,"2009-07-15",null,"Solar Thermal","Flat Plate Collector","SCV 2.3","SCV 2.3","Saunier Duval","011-7S517 F","DIN CERTCO"]
["ü Eligible",null,"2009-07-15",null,"Solar Thermal","Flat Plate Collector","SEKOT 3, SEKOT 4, SEKOT 5","SEKOT 3, SEKOT 4, SEKOT 5","SE-SYSTEM GmbH","011-7S533 F","DIN CERTCO"]
["ü Eligible",null,"2009-07-15",null,"Solar Thermal","Flat Plate Collector","Selective Surface","Selective Surface","Baymak Mak. San. ve Tic. A. S","011-7S137 F","DIN CERTCO"]
["ü Eligible",null,"2012-06-27",null,"Solar Thermal","Flat Plate Collector","Serpentino ADV, Serpentino ADH*","Serpentino ADV, Serpentino ADH*","hassler energia alternativa ag","011-7S1952 F","DIN CERTCO"]
["ü Eligible",null,"2013-10-11",null,"Solar Thermal","Flat Plate Collector","S-EX 267, S-EX 232, S-EX 219","S-EX 267, S-EX 232, S-EX 219","SOLAR-EXPERT Sp. z.o.o.","078/000205","AENOR",null,null,null,null,null,null,null,null,0,0,0,0,0,0,0,0,0,0,0,0,0,"Yes",null,null,null,"Kiwa","YES"]
["ü Eligible",null,"2011-05-20",null,"Solar Thermal","Flat Plate Collector","SF 100-01A-Ruukki, SF 100-01B-Ruukki","SF 100-01A-Ruukki, SF 100-01B-Ruukki","Savo-Solar Oy","PSK-042/2013","CERTIF"]
["ü Eligible",null,"2011-05-20",null,"Solar Thermal","Flat Plate Collector","SF 100-02","SF 100-02","Savo-Solar Oy","PSK-035/2013","CERTIF"]
["ü Eligible",null,"2011-05-20",null,"Solar Thermal","Flat Plate Collector","SF 100-03 DS, SF 100-03 DE","SF 100-03 DS, SF 100-03 DE","Savo-Solar Oy","PSK-036/2013","CERTIF"]
["ü Eligible",null,"2011-05-20",null,"Solar Thermal","Flat Plate Collector","SF100-04-DE","SF100-04-DE","Savo-Solar Oy","PSK-038/2013","CERTIF"]
["ü Eligible",null,"2011-05-20",null,"Solar Thermal","Flat Plate Collector","SF100-04-Fractherm","SF100-04-Fractherm","Savo-Solar Oy","PSK-039/2013","CERTIF"]
["ü Eligible",null,"2009-07-14",null,"Solar Thermal","Flat Plate Collector","SFK 225","SFK 225","Oranier Heiztechnik GmbH","011-7S1545 F","DIN CERTCO"]
["û Ineligible",null,"2009-07-15",null,"Solar Thermal","Flat Plate Collector","SFK21, SFK22, SFK25, SFK27, SUK 27 ultraschallgeschweisst / Alu laser","SFK21, SFK22, SFK25, SFK27, SUK 27 ultraschallgeschweisst / Alu laser","Sun Master Energiesysteme GmbH","011-7S065 F","DIN CERTCO","No evidence this product has been tested to the required EN standard"]
["ü Eligible",null,"2009-07-15",null,"Solar Thermal","Flat Plate Collector","SFP1","SFP1","Warmflow Engineering Co Ltd","011-7S1056 F","DIN CERTCO"]
["ü Eligible",null,"2009-07-15",null,"Solar Thermal","Flat Plate Collector","SG5, SG5-Q","SG5, SG5-Q","Sonnig-Solar GmbH","011-7S624 F","DIN CERTCO"]
["ü Eligible",null,"2014-09-15",null,"Solar Thermal","Flat Plate Collector","SHE T150S, SHE T200S, SHE T230S, SHE T250S","SHE T150S, SHE T200S, SHE T230S, SHE T250S","A. Gampierakis & Sia O.E","SKM 9901/1","DQS Hellas"]
["ü Eligible",null,"2012-10-25",null,"Solar Thermal","Flat Plate Collector","SHK flex","SHK flex","SET Energietechnik GmbH","011-7S1943 F","DIN CERTCO"]
["ü Eligible",null,"2009-07-15",null,"Solar Thermal","Flat Plate Collector","SIC11, SIC21","SIC11, SIC21","Sun Master Energiesysteme GmbH","011-7S1071 F","DIN CERTCO"]
["ü Eligible",null,"2013-06-28",null,"Solar Thermal","Flat Plate Collector","SILVERLINE und SILVERLINE Q","SILVERLINE und SILVERLINE Q","NAU GmbH","011-7S2109 F","DIN CERTCO"]
["ü Eligible",null,"2009-07-15",null,"Solar Thermal","Flat Plate Collector","SIMESOL 132, 182, 230","SIMESOL 132, 182, 230","FONDERIE SIME S.P.A.","997/01.19/1","MIRTEC"]
["ü Eligible",null,"2011-05-20",null,"Solar Thermal","Flat Plate Collector","SIMESOL 132, SIMESOL 182, SIMESOL 230","SIMESOL 132, SIMESOL 182, SIMESOL 230","FONDERIE SIME S.P.A.","OEM 9910/1-3","DQS Hellas"]
["ü Eligible",null,"2011-05-20",null,"Solar Thermal","Flat Plate Collector","SIMESOL HRZ 182, SIMESOL HRZ 230","SIMESOL HRZ 182, SIMESOL HRZ 230","FONDERIE SIME S.P.A.","OEM 9910/1-2","DQS Hellas",null,null,null,null,null,null,null,null,null,null,null,null,null,null,null,null,null,null,null,null,null,"Yes",null,null,null,"BBA","NO"]
["ü Eligible",null,"2012-09-18",null,"Solar Thermal","Flat Plate Collector","sixmadun FKT-1S/sixmadun FKT-1W","sixmadun FKT-1S/sixmadun FKT-1W","Tobler Haustechnik AG","011-7S1995 F","DIN CERTCO"]
["ü Eligible",null,"2009-07-14",null,"Solar Thermal","Flat Plate Collector","SK 2.5 SB","SK 2.5 SB","EUROTERM d.o.o","011-7S1250 F","DIN CERTCO"]
["ü Eligible",null,"2009-07-15",null,"Solar Thermal","Flat Plate Collector","SK 215","SK 215","Haustechnik Scholder","011-7S178 F","DIN CERTCO"]
["ü Eligible",null,"2009-07-14",null,"Solar Thermal","Flat Plate Collector","SK 500 L ECO Al","SK 500 L ECO Al","Sonnenkraft - Solar Systems GmbH","011-7S1568 F","DIN CERTCO"]
["ü Eligible",null,"2014-09-16",null,"Solar Thermal","Flat Plate collector","SK SG01","SK SG01","TK-Energietecknik GmbH","011-7S2413 F","DIN CERTCO"]
["ü Eligible",null,"2011-07-20",null,"Solar Thermal","Flat Plate Collector","SK12, SK12G","SK12, SK12G","GRUPO UNISOLAR S.A.","078/000014","AENOR"]
["ü Eligible",null,"2009-07-15",null,"Solar Thermal","Flat Plate Collector","SK400N","SK400N","Sonnenkraft - Solar Systems GmbH","011-7S685 F","DIN CERTCO"]
["ü Eligible",null,"2009-07-15",null,"Solar Thermal","Flat Plate Collector","SK500-Eco","SK500-Eco","Sonnenkraft - Solar Systems GmbH","011-7S069 F","DIN CERTCO"]
["ü Eligible",null,"2009-07-15",null,"Solar Thermal","Flat Plate Collector","SK500L","SK500L","Sonnenkraft - Solar Systems GmbH","011-7S070 F","DIN CERTCO"]
["ü Eligible",null,"2009-07-15",null,"Solar Thermal","Flat Plate Collector","SK500L-ECO","SK500L-ECO","Sonnenkraft - Solar Systems GmbH","011-7S984 F","DIN CERTCO"]
["ü Eligible",null,"2009-07-15",null,"Solar Thermal","Flat Plate Collector","SK500N","SK500N","Sonnenkraft - Solar Systems GmbH","011-7S068 F","DIN CERTCO"]
["ü Eligible",null,"2009-07-14",null,"Solar Thermal","Flat Plate Collector","SK500N4-ECO-Al","SK500N4-ECO-Al","Sonnenkraft - Solar Systems GmbH","011-7S1496 F","DIN CERTCO"]
["ü Eligible",null,"2009-07-15",null,"Solar Thermal","Flat Plate Collector","SK500N-ECO-Al, Sonnenkraft SK500N-ECO-Al","SK500N-ECO-Al, Sonnenkraft SK500N-ECO-Al","General Solar Systems GmbH","011-7S190 F","DIN CERTCO"]
["û Ineligible",null,"2009-07-15",null,"Solar Thermal","Flat Plate Collector","SKB-s","SKB-s","Bosch Thermotechnik GmbH","011-7S049 F","DIN CERTCO","No evidence this product has been tested to the required EN standard"]
["ü Eligible",null,"2009-07-15",null,"Solar Thermal","Flat Plate Collector","SKC-s, SKC-w","SKC-s, SKC-w","Bosch Thermotechnik GmbH","011-7S050 F","DIN CERTCO"]
["ü Eligible",null,"2011-09-08",null,"Solar Thermal","Flat Plate Collector","SKN400N-AL","SKN400N-AL","Sonnenkraft - Solar Systems GmbH","011-7S1708 F","DIN CERTCO"]
["ü Eligible",null,"2009-07-14",null,"Solar Thermal","Flat Plate Collector","SKR 500","SKR 500","Sonnenkraft - Solar Systems GmbH","011-7S1277 F","DIN CERTCO"]
["ü Eligible",null,"2009-07-14",null,"Solar Thermal","Flat Plate Collector","SKR500L","SKR500L","Sonnenkraft - Solar Systems GmbH","011-7S1284 F","DIN CERTCO"]
["ü Eligible",null,"2009-07-15",null,"Solar Thermal","Flat Plate Collector","SKT2-s, SKT2-w, Junkers FKT-1S, FKT-1W","SKT2-s, SKT2-w, Junkers FKT-1S, FKT-1W","Bosch Thermotechnik GmbH","011-7S053 F","DIN CERTCO"]
["ü Eligible",null,"2009-07-15",null,"Solar Thermal","Flat Plate Collector","SKT3-s, SKT3-w Marke Vulcano: FKT-1S/FKT-1W","SKT3-s, SKT3-w Marke Vulcano: FKT-1S/FKT-1W","Bosch Thermotechnik GmbH","011-7S051 F","DIN CERTCO"]
["ü Eligible",null,"2009-07-15",null,"Solar Thermal","Flat Plate Collector","SKW 114x140, SKW 114x206","SKW 114x140, SKW 114x206","FAKRO PP Sp. z o.o","011-7S884 F","DIN CERTCO"]
["ü Eligible",null,"2012-04-17",null,"Solar Thermal","Flat Plate Collector","SKW 78x140, SKW 114x118","SKW 78x140, SKW 114x118","FAKRO PP Sp. z o.o","011-7S1784 F","DIN CERTCO"]
["ü Eligible",null,"2009-07-15",null,"Solar Thermal","Flat Plate Collector","SKW-1s plus","SKW-1s plus","Bosch Thermotechnik GmbH","011-7S1039 F","DIN CERTCO"]
["ü Eligible",null,"2012-05-10",null,"Solar Thermal","Flat Plate Collector","Sl 2,5","Sl 2,5","SOLISART","011-7S1904 F","DIN CERTCO"]
["ü Eligible",null,"2014-07-17",null,"Solar Thermal","Flat Plate Collector","SLK-M, SLK-F, SLK-E, SLK-FPV1","SLK-M, SLK-F, SLK-E, SLK-FPV1","Grammer Solar GmbH","011-7S2367 L","DIN CERTCO"]
["ü Eligible",null,"2009-07-15",null,"Solar Thermal","Flat Plate Collector","SLPS FPC","SLPS FPC","Solarpod Systems LTD","011-7S541 F","DIN CERTCO"]
["ü Eligible",null,"2009-07-15",null,"Solar Thermal","Flat Plate Collector","SMK11_01","SMK11_01","Sun Master Energiesysteme GmbH","011-7S706 F","DIN CERTCO"]
["û Ineligible",null,"2009-07-15",null,"Solar Thermal","Flat Plate Collector","SMK12 ultraschallgeschweisst","SMK12 ultraschallgeschweisst","Sun Master Energiesysteme GmbH","011-7S029 F","DIN CERTCO","No evidence this product has been tested to the required EN standard"]
["ü Eligible",null,"2009-07-15",null,"Solar Thermal","Flat Plate Collector","SMK12_03","SMK12_03","Sun Master Energiesysteme GmbH","011-7S707 F","DIN CERTCO"]
["ü Eligible",null,"2009-07-15",null,"Solar Thermal","Flat Plate Collector","SMK4, SMK6, SMK8, SMK10","SMK4, SMK6, SMK8, SMK10","Sun Master Energiesysteme GmbH","011-7S562 F","DIN CERTCO"]
["ü Eligible",null,"2009-07-15",null,"Solar Thermal","Flat Plate Collector","sol  27 basic","sol  27 basic","Stiebel Eltron UK Limited","011-7S672 F","DIN CERTCO"]
["û Ineligible",null,"2009-07-15",null,"Solar Thermal","Flat Plate Collector","SOL 20 SI","SOL 20 SI","Stiebel Eltron UK Limited","011-7S041 F","DIN CERTCO","No evidence this product has been tested to the required EN standard"]
["ü Eligible",null,"2009-07-15",null,"Solar Thermal","Flat Plate Collector","SOL 23 Plus","SOL 23 Plus","Stiebel Eltron UK Limited","011-7S153 F","DIN CERTCO"]
["ü Eligible",null,"2009-07-14",null,"Solar Thermal","Flat Plate Collector","Sol 23 Premium","Sol 23 Premium","Stiebel Eltron UK Limited","011-7S1293 F","DIN CERTCO"]
["ü Eligible",null,"2011-05-10",null,"Solar Thermal","Flat Plate Collector","Sol 27 Bsic W","Sol 27 Bsic W","Stiebel Eltron UK Limited","011-7S1523 F","DIN CERTCO"]
["ü Eligible",null,"2009-07-15",null,"Solar Thermal","Flat Plate Collector","SOL 27 plus, SOL 27 plus C 34","SOL 27 plus, SOL 27 plus C 34","Stiebel Eltron UK Limited","011-7S116 F","DIN CERTCO"]
["ü Eligible",null,"2009-07-14",null,"Solar Thermal","Flat Plate Collector","SOL 27 premium S","SOL 27 premium S","Stiebel Eltron UK Limited","011-7S1294 F","DIN CERTCO"]
["ü Eligible",null,"2009-07-14",null,"Solar Thermal","Flat Plate Collector","SOL 27 premium S","SOL 27 premium S","Stiebel Eltron UK Limited","011-7S1294-F","DIN CERTCO"]
["ü Eligible",null,"2011-05-20",null,"Solar Thermal","Flat Plate Collector","SOL 27 premium W","SOL 27 premium W","Stiebel Eltron UK Limited","011-7S1292 F","DIN CERTCO"]
["ü Eligible",null,"2011-05-20",null,"Solar Thermal","Flat Plate Collector","SOL BLUE 2020 PRO","SOL BLUE 2020 PRO","kollektor24 GmbH & Co. KG","011-7S901 F","DIN CERTCO"]
["ü Eligible",null,"2009-07-14",null,"Solar Thermal","Flat Plate Collector","SOL STAR Plus black, SOL STAR Plus TR","SOL STAR Plus black, SOL STAR Plus TR","Sol GmbH","011-7S1160 F","DIN CERTCO"]
["ü Eligible",null,"2009-07-15",null,"Solar Thermal","Flat Plate Collector","Sol Victor 1000","Sol Victor 1000","A Concept Leszkovich GmbH","011-7S427 F","DIN CERTCO"]
["ü Eligible",null,"2009-07-15",null,"Solar Thermal","Flat Plate Collector","Sol Victor 2000","Sol Victor 2000","A Concept Leszkovich GmbH","011-7S428 F","DIN CERTCO"]
["ü Eligible",null,"2009-07-15",null,"Solar Thermal","Flat Plate Collector","Sol Victor 3000","Sol Victor 3000","A Concept Leszkovich GmbH","011-7S429 F","DIN CERTCO"]
["ü Eligible",null,"2013-06-28",null,"Solar Thermal","Flat Plate Collector","Sol.Tec 2.1","Sol.Tec 2.1","Solar-TEC","118BN/0","ICIM"]
["ü Eligible",null,"2009-07-14",null,"Solar Thermal","Flat Plate Collector","SOL+ 29, SOL+ 25 *, SOL+ 23 *, SOL+ 20","SOL+ 29, SOL+ 25 *, SOL+ 23 *, SOL+ 20","DIMAS SA SOLAR","011-7S1493 F","DIN CERTCO"]
["ü Eligible",null,"2014-02-28",null,"Solar Thermal","Flat Plate Collector","SOL-2000, SOL-2500","SOL-2000, SOL-2500","Helioakmi, S.A.","SKM 9968/1","DQS Hellas"]
["ü Eligible",null,"2011-05-03",null,"Solar Thermal","Flat Plate Collector","Solacept FK22","Solacept FK22","Westfalen AG","011-7S675 F","DIN CERTCO"]
["ü Eligible",null,"2009-07-15",null,"Solar Thermal","Flat Plate Collector","Solacept FK22 AR","Solacept FK22 AR","Westfalen AG","011-7S671 F","DIN CERTCO"]
["ü Eligible",null,"2009-07-14",null,"Solar Thermal","Flat Plate Collector","Solahart L, Solahart LC","Solahart L, Solahart LC","Solahart Industries Pty Ltd.","011-7S1790 F","DIN CERTCO"]
["ü Eligible",null,"2011-05-09",null,"Solar Thermal","Flat Plate Collector","SolaMAX-GS","SolaMAX-GS","Eternit Werke Ludwig Hatschek AG","011-7S1566 F","DIN CERTCO"]
["û Ineligible",null,"2009-07-15",null,"Solar Thermal","Flat Plate Collector","SOLAR FOX S1, SOLAR FOX S2","SOLAR FOX S1, SOLAR FOX S2","ITALKERO Srl","011-7S302 F","DIN CERTCO","No evidence this product has been tested to the required EN standard"]
["ü Eligible",null,"2009-07-15",null,"Solar Thermal","Flat Plate Collector","SOLAR HFK","SOLAR HFK","Solarpartner GmbH","011-7S817 F","DIN CERTCO"]
["ü Eligible",null,"2009-07-15",null,"Solar Thermal","Flat Plate Collector","Solar Plan FK 26 WL","Solar Plan FK 26 WL","AUGUST BRÖTJE GmbH","011-7S781 F","DIN CERTCO"]
["ü Eligible",null,"2009-07-15",null,"Solar Thermal","Flat Plate Collector","Solar Roof AR","Solar Roof AR","Wagner & Co. Solartechnik GmbH","011-7S727 F","DIN CERTCO"]
["ü Eligible",null,"2009-07-15",null,"Solar Thermal","Flat Plate Collector","Solar Star E 2000, Solar Star E 2400, Solar Star E 2.0","Solar Star E 2000, Solar Star E 2400, Solar Star E 2.0","Harreither GmbH","011-7S890 F","DIN CERTCO"]
["ü Eligible",null,"2009-07-15",null,"Solar Thermal","Flat Plate Collector","Solar Star EQ 2000, Solar Star EQ 2400","Solar Star EQ 2000, Solar Star EQ 2400","Harreither GmbH","011-7S891 F","DIN CERTCO",null,null,null,null,null,null,null,null,null,null,null,null,null,null,null,null,null,null,null,null,null,"No",null,null,null,"BBA","YES"]
["ü Eligible",null,"2013-05-03",null,"Solar Thermal","Flat Plate Collector","Solar Star S 2.4","Solar Star S 2.4","Harreither GmbH","011-7S2149 F","DIN CERTCO"]
["? To be determined",null,"2014-08-05",null,"Solar Thermal","Flat Plate Collector","Solar Thermal Box Collector ST404251","Solar Thermal Box Collector ST404251","CGA Technologies S.r.l.","KIP-084312/01","KIWA","No evidence this product has been tested to the required EN standard"]
["ü Eligible",null,"2014-10-06","2017-06-15","Solar Thermal","Flat Plate Collector","Solar Thermal Box Collector ST404271","Solar Thermal Box Collector ST404271","CGA Technologies S.r.l.","KIP-085136/01","KIWA"]
["ü Eligible",null,"2009-07-15",null,"Solar Thermal","Flat Plate Collector","Solarbayer PremiumPlus 2.01 Solarbayer PremiumPlus 2.86","Solarbayer PremiumPlus 2.01 Solarbayer PremiumPlus 2.86","Solarbayer GmbH","011-7S756 F","DIN CERTCO"]
["ü Eligible",null,"2009-07-15",null,"Solar Thermal","Flat Plate Collector","Solarbayer PremiumPro 2.01,  2.51, 2.85","Solarbayer PremiumPro 2.01,  2.51, 2.85","Solarbayer GmbH","011-7S213 F","DIN CERTCO"]
["ü Eligible",null,"2014-12-02",null,"Solar Thermal","Flat Plate Collector","SolarCollector II 1,6m2","SolarCollector II 1,6m2","Atag Verwarming Nederland BV","011-7S2441 F","DIN CERTCO"]
["ü Eligible",null,"2012-08-31",null,"Solar Thermal","Flat Plate Collector","SolarCollectorII","SolarCollectorII","Atag Verwarming Nederland BV","64480/02","KIWA"]
["ü Eligible",null,"2014-07-17",null,"Solar Thermal","Flat Plate Collector","SolarCollectorII","SolarCollectorII","Atag Verwarming Nederland BV","KIP-083553/01","KIWA"]
["ü Eligible",null,"2012-06-14",null,"Solar Thermal","Flat Plate Collector","SOLARGUS ESP1","SOLARGUS ESP1","Fábrica de Radiadores do Alva","011-7S1947 F","DIN CERTCO"]
["ü Eligible",null,"2009-07-15",null,"Solar Thermal","Flat Plate Collector","SOLARIA 2.1 AL AL, SOLARIA 2.4 AL AL, SOLARIA 2.8 AL AL","SOLARIA 2.1 AL AL, SOLARIA 2.4 AL AL, SOLARIA 2.8 AL AL","FAGOR","011-7S1035 F","DIN CERTCO"]
["ü Eligible",null,"2009-07-15",null,"Solar Thermal","Flat Plate Collector","Solaria 2.1 Al S8 - 2.4 Al S8 - 2.8 Al S8","Solaria 2.1 Al S8 - 2.4 Al S8 - 2.8 Al S8","FAGOR","011-7S342 F","DIN CERTCO"]
["ü Eligible",null,"2009-07-15",null,"Solar Thermal","Flat Plate Collector","SOLARIA 2.1 G AL, SOLARIA 2.4 G AL, SOLARIA 2.8 G AL","SOLARIA 2.1 G AL, SOLARIA 2.4 G AL, SOLARIA 2.8 G AL","FAGOR","011-7S1023 F","DIN CERTCO"]
["ü Eligible",null,"2012-02-06",null,"Solar Thermal","Flat Plate Collector","Solarion FK 8000","Solarion FK 8000","SolarProfi oHG","011-7S1847 F","DIN CERTCO"]
["ü Eligible",null,"2011-05-10",null,"Solar Thermal","Flat Plate Collector","Solaris CP1","Solaris CP1","Solaris Energia Solar S.A.","011-7S1588 F","DIN CERTCO"]
["ü Eligible",null,"2012-03-03",null,"Solar Thermal","Flat Plate Collector","Solarkollektor","Solarkollektor","PÉTER-IMPEX KFT.","011-7S1817 F","DIN CERTCO"]
["ü Eligible",null,"2009-07-14",null,"Solar Thermal","Flat Plate Collector","SOLARLINE 1.8, SOLARLINE 2.0, SOLARLINE 2.4, SOLARLINE 2.6","SOLARLINE 1.8, SOLARLINE 2.0, SOLARLINE 2.4, SOLARLINE 2.6","ACV Boilernox","011-7S1421 F","DIN CERTCO"]
["? To be determined",null,"2009-07-15",null,"Solar Thermal","Flat Plate Collector","Solarmat FL 2.38 2C","Solarmat FL 2.38 2C","Sunex Sp.","011-7S1008 F","DIN CERTCO"]
["ü Eligible",null,"2014-07-17",null,"Solar Thermal","Flat Plate Collector","Solarmat FL 2.38 2C","Solarmat FL 2.38 2C","Sunex Sp.","011-7S2380 F","DIN CERTCO"]
["ü Eligible",null,"2009-07-15",null,"Solar Thermal","Flat Plate Collector","SOLARMAT FL/FK 2,34","SOLARMAT FL/FK 2,34","MHG Heiztechnik GmbH","011-7S899 F","DIN CERTCO"]
["ü Eligible",null,"2009-07-15",null,"Solar Thermal","Flat Plate Collector","Solarmat FL/K420 DH","Solarmat FL/K420 DH","MHG Heiztechnik GmbH","011-7S367 F","DIN CERTCO"]
["ü Eligible",null,"2009-07-15",null,"Solar Thermal","Flat Plate Collector","Solarmat FL/K420 EM","Solarmat FL/K420 EM","MHG Heiztechnik GmbH","011-7S366 F","DIN CERTCO"]
["ü Eligible",null,"2009-07-15",null,"Solar Thermal","Flat Plate Collector","SOLARPIU`T3","SOLARPIU`T3","Eurothex Biemme srl","011-7S573 F","DIN CERTCO"]
["ü Eligible",null,"2009-07-15",null,"Solar Thermal","Flat Plate Collector","SolarPlan Kompakt FK 26 K","SolarPlan Kompakt FK 26 K","AUGUST BRÖTJE GmbH","011-7S515 F","DIN CERTCO"]
["ü Eligible",null,"2009-07-15",null,"Solar Thermal","Flat Plate Collector","SOLARPLUS","SOLARPLUS","Cosmogas","011-7S894 F","DIN CERTCO"]
["ü Eligible",null,"2009-07-14",null,"Solar Thermal","Flat Plate Collector","Solartek RA-90-CU-200; Solartek RA-90-CU-250","Solartek RA-90-CU-200; Solartek RA-90-CU-250","FENIS TEKNIK ÜRÜNLER A.S.","0063-SK-79095","KIWA"]
["ü Eligible",null,"2014-07-17",null,"Solar Thermal","Flat Plate Collector","Solartek RA-90-CU-200; Solartek RA-90-CU-250","Solartek RA-90-CU-200; Solartek RA-90-CU-250","FENIS TEKNIK ÜRÜNLER A.S.","KIP-083590/01","Kiwa"]
["ü Eligible",null,"2009-07-15",null,"Solar Thermal","Flat Plate Collector","Solartek-RA 90 (2.0 AL & 2.5 AL)","Solartek-RA 90 (2.0 AL & 2.5 AL)","FENIS TECHNICAL INS.","011-7S981 F","DIN CERTCO"]
["ü Eligible",null,"2009-07-15",null,"Solar Thermal","Flat Plate Collector","Solartherm 234","Solartherm 234","Georg Fischer GmbH & Co. KG Heiztechnik- und Fahrzeugwerk","011-7S244 F","DIN CERTCO"]
["ü Eligible",null,"2009-07-15",null,"Solar Thermal","Flat Plate Collector","Solartron A2.3-1","Solartron A2.3-1","ELCO GmbH","011-7S442 F","DIN CERTCO"]
["ü Eligible",null,"2011-07-26",null,"Solar Thermal","Flat Plate Collector","SOLARUS CPC-T-1500W","SOLARUS CPC-T-1500W","Solarus AB","SP SC0616-10","SP"]
["ü Eligible",null,"2009-07-15",null,"Solar Thermal","Flat Plate Collector","SolarWIN SWA 225, SolarWIN SWA 225l, SolarWIN SWH 225, SolarWIN SWH 225l","SolarWIN SWA 225, SolarWIN SWA 225l, SolarWIN SWH 225, SolarWIN SWH 225l","Windhager Zentralheizung GmbH","011-7S291 F","DIN CERTCO"]
["ü Eligible",null,"2009-07-15",null,"Solar Thermal","Flat Plate Collector","SolarWin SWI 225","SolarWin SWI 225","Windhager Zentralheizung GmbH","011-7S290 F","DIN CERTCO"]
["ü Eligible",null,"2012-06-19",null,"Solar Thermal","Flat Plate Collector","SOLATRON N 2.2","SOLATRON N 2.2","Ariston Thermo SpA","101BN/0","ICIM"]
["ü Eligible",null,"2009-07-15",null,"Solar Thermal","Flat Plate Collector","Solatron R2.5","Solatron R2.5","ELCO GmbH","011-7S322 F","DIN CERTCO"]
["ü Eligible",null,"2009-07-15",null,"Solar Thermal","Flat Plate Collector","SOLATRON S 2.5 V/H","SOLATRON S 2.5 V/H","Ariston Thermo SpA","011-7S902 F","DIN CERTCO"]
["ü Eligible",null,"2012-07-30",null,"Solar Thermal","Flat Plate Collector","Solatron S 2.5-1 V, Solatron S 2.5-1 H","Solatron S 2.5-1 V, Solatron S 2.5-1 H","ELCO GmbH","011-7S1981 F","DIN CERTCO"]
["ü Eligible",null,"2009-07-14",null,"Solar Thermal","Flat Plate Collector","SOLC201","SOLC201","Glen Dimplex","011-7S1773 F","DIN CERTCO"]
["ü Eligible",null,"2012-03-21",null,"Solar Thermal","Flat Plate Collector","Solcrafte RS 1","Solcrafte RS 1","Kioto Clear Energy AG","011-7S1884 F","DIN CERTCO"]
["? To be determined",null,"2009-07-15",null,"Solar Thermal","Flat Plate Collector","Sole","Sole","D&D snc","054BN/0","ICIM"]
["ü Eligible",null,"2014-08-01",null,"solar thermal","Flat Plate collector","SOLEADO FK 2,7 S","SOLEADO FK 2,7 S","SOLEADO","011-7S2368 F","DIN CERTCO"]
["ü Eligible",null,"2011-05-20",null,"Solar Thermal","Flat Plate Collector","SOLEADO FK 2.7 W","SOLEADO FK 2.7 W","SOLEADO","011-7S2350 F","DIN CERTCO"]
["û Ineligible",null,"2009-07-15",null,"Solar Thermal","Flat Plate Collector","SOLECT Rahmenkollektor RK","SOLECT Rahmenkollektor RK","REHAU AG + Co","011-7S075 F","DIN CERTCO","No evidence this product has been tested to the required EN standard"]
["û Ineligible",null,"2009-07-15",null,"Solar Thermal","Flat Plate Collector","SOLECT Wannenkollektor WK","SOLECT Wannenkollektor WK","REHAU AG + Co","011-7S055 F","DIN CERTCO","No evidence this product has been tested to the required EN standard"]
["ü Eligible",null,"2014-09-16",null,"Solar Thermal","Flat Plate collector","Solerio F4-H (Al/Cu), Solerio F4-Q (Al/Cu)","Solerio F4-H (Al/Cu), Solerio F4-Q (Al/Cu)","Ygnis AG Heizkessel und Wassererwärmer","011-7S2335 F","DIN CERTCO"]
["ü Eligible",null,"2009-07-14",null,"Solar Thermal","Flat Plate Collector","Soliker PLUS EVO","Soliker PLUS EVO","GRUPO UNISOLAR S.A.","078/000022","AENOR"]
["ü Eligible",null,"2011-05-20",null,"Solar Thermal","Flat Plate Collector","SOLIKER PLUS EVO H","SOLIKER PLUS EVO H","GRUPO UNISOLAR S.A.","006/078/000001","AENOR"]
["ü Eligible",null,"2009-07-14",null,"Solar Thermal","Flat Plate Collector","Soliker Plus, Soliker Plus G, Soliker Plus H, Soliker Plus GH","Soliker Plus, Soliker Plus G, Soliker Plus H, Soliker Plus GH","GRUPO UNISOLAR S.A.","078/000024","AENOR"]
["ü Eligible",null,"2011-06-30",null,"Solar Thermal","Flat Plate Collector","Solius GIGASOL","Solius GIGASOL","CIRELIUS LDA","011-7S1641 F","DIN CERTCO"]
["ü Eligible",null,"2009-07-15",null,"Solar Thermal","Flat Plate Collector","Solius Prosol","Solius Prosol","CIRELIUS LDA","011-7S925 F","DIN CERTCO"]
["ü Eligible",null,"2011-05-20",null,"Solar Thermal","Flat Plate Collector","Solius SilverSol2, Solius SilverSol2 XL","Solius SilverSol2, Solius SilverSol2 XL","CIRELIUS LDA","011-7S1296 F","DIN CERTCO"]
["ü Eligible",null,"2009-07-15",null,"Solar Thermal","Flat Plate Collector","Solix AR+","Solix AR+","Solar-Steiner GmbH","011-7S704 F","DIN CERTCO"]
["ü Eligible",null,"2009-07-15",null,"Solar Thermal","Flat Plate Collector","Solix AR+","Solix AR+","Sonnig-Solar GmbH","011-7S1104 F","DIN CERTCO"]
["ü Eligible",null,"2013-05-16",null,"Solar Thermal","Flat Plate Collector","Solix AR-AL","Solix AR-AL","Solar-Steiner GmbH","011-7S2143 F","DIN CERTCO"]
["ü Eligible",null,"2013-05-16",null,"Solar Thermal","Flat Plate Collector","Solix AR-AL","Solix AR-AL","Sonnig-Solar GmbH","011-7S2144 F","DIN CERTCO"]
["ü Eligible",null,"2009-07-15",null,"Solar Thermal","Flat Plate Collector","SOLK 1204 AM","SOLK 1204 AM","Glen Dimplex","011-7S369 F","DIN CERTCO"]
["? To be determined",null,"2011-09-22",null,"Solar Thermal","Flat Plate Collector","Solkit","Solkit","Hoval","011-7S1716 F","DIN CERTCO"]
["? To be determined",null,"2009-07-14",null,"Solar Thermal","Flat Plate Collector","Sollux 180   Sollux 210*   Sollux 250","Sollux 180   Sollux 210*   Sollux 250","2B Energy Lda","011-7S2292 F","DIN CERTCO"]
["ü Eligible",null,"2009-07-14",null,"Solar Thermal","Flat Plate Collector","Solmat","Solmat","Walter Bernhard Heiztechnik","011-7S1185 F","DIN CERTCO"]
["ü Eligible",null,"2012-08-31","2017-09-30","Solar Thermal","Flat Plate Collector","Solpine Solar  Collectors","Solpine 1.25","Mint Renewables Ltd","BBA 0133/02","BBA"]
["ü Eligible",null,"2012-08-31","2017-09-30","Solar Thermal","Flat Plate Collector","Solpine Solar  Collectors","Solpine 2.5","Mint Renewables Ltd","BBA 0133/03","BBA"]
["ü Eligible",null,"2012-09-19",null,"Solar Thermal","Flat Plate Collector","SOLrose 26_0, SOLrose 26L_0","SOLrose 26_0, SOLrose 26L_0","SOLution Solartechnik GmbH","011-7S1777 F","DIN CERTCO"]
["ü Eligible",null,"2009-07-15",null,"Solar Thermal","Flat Plate Collector","SOLrose20 ECO","SOLrose20 ECO","SOLution Solartechnik GmbH","011-7S1086 F","DIN CERTCO"]
["ü Eligible",null,"2009-07-15",null,"Solar Thermal","Flat Plate Collector","SOLrose20 ECO-L, SOLrose20 ECO-4A","SOLrose20 ECO-L, SOLrose20 ECO-4A","SOLution Solartechnik GmbH","011-7S1087 F","DIN CERTCO"]
["ü Eligible",null,"2009-07-15",null,"Solar Thermal","Flat Plate Collector","SOLrose26, SOLrose26L","SOLrose26, SOLrose26L","SOLution Solartechnik GmbH","011-7S778 F","DIN CERTCO"]
["ü Eligible",null,"2012-02-16",null,"Solar Thermal","Flat Plate Collector","Solter NX 2.0","Solter NX 2.0","Sunex Sp.","011-7S1868 F","DIN CERTCO"]
["ü Eligible",null,"2012-02-16",null,"Solar Thermal","Flat Plate Collector","Solter NX 2.85","Solter NX 2.85","Sunex Sp.","011-7S1866 F","DIN CERTCO"]
["û Ineligible",null,"2009-07-15",null,"Solar Thermal","Flat Plate Collector","SolvisCala C-222-I, C-222-S","SolvisCala C-222-I, C-222-S","SOLVIS GmbH & Co. KG","011-7S022 F","DIN CERTCO","No evidence this product has been tested to the required EN standard"]
["ü Eligible",null,"2009-07-15",null,"Solar Thermal","Flat Plate Collector","SolvisCala C-253 I; C-253 S","SolvisCala C-253 I; C-253 S","SOLVIS GmbH & Co. KG","011-7S567 F","DIN CERTCO"]
["ü Eligible",null,"2009-07-15",null,"Solar Thermal","Flat Plate Collector","SolvisCala Eco","SolvisCala Eco","SOLVIS GmbH & Co. KG","011-7S946 F","DIN CERTCO"]
["ü Eligible",null,"2012-09-28","2017-11-07","Solar Thermal","Flat Plate Collector","SolvisFera F-282-I AR   SolvisFera F-552-I AR   SolvisFera F-652-I AR   SolvisFera F-802-I AR   SolvisFera F-552-S AR   SolvisFera F-652-S AR   SolvisFera F-802-S AR   SolvisFera F-552-D AR   SolvisFera F-652-D AR   SolvisFera F-802-D AR","SolvisFera F-282-I AR   SolvisFera F-552-I AR   SolvisFera F-652-I AR   SolvisFera F-802-I AR   SolvisFera F-552-S AR   SolvisFera F-652-S AR   SolvisFera F-802-S AR   SolvisFera F-552-D AR   SolvisFera F-652-D AR   SolvisFera F-802-D AR","SOLVIS GmbH & Co. KG","011-7S1750 F","DIN CERTCO"]
["ü Eligible",null,"2012-09-28",null,"Solar Thermal","Flat Plate Collector","SolvisFera F-552-I, SolvisFera F-652-I, SolvisFera F-802-I,  SolvisFera F-552-S, SolvisFera F-652-S, SolvisFera F-802-S,  SolvisFera F-552-D, SolvisFera F-652-D, SolvisFera F-802-D","SolvisFera F-552-I, SolvisFera F-652-I, SolvisFera F-802-I,  SolvisFera F-552-S, SolvisFera F-652-S, SolvisFera F-802-S,  SolvisFera F-552-D, SolvisFera F-652-D, SolvisFera F-802-D","SOLVIS GmbH & Co. KG","011-7S1132 F","DIN CERTCO"]
["ü Eligible",null,"2009-07-15",null,"Solar Thermal","Flat Plate Collector","SolvisFera552-I, 652-I, 802-I","SolvisFera552-I, 652-I, 802-I","SOLVIS GmbH & Co. KG","011-7S363 F","DIN CERTCO"]
["ü Eligible",null,"2009-07-15",null,"Solar Thermal","Flat Plate Collector","SolvisFera552-S, 652-S, 802-S","SolvisFera552-S, 652-S, 802-S","SOLVIS GmbH & Co. KG","011-7S364 F","DIN CERTCO"]
["ü Eligible",null,"2012-11-23",null,"Solar Thermal","Flat Plate Collector","solway® FK8000","solway® FK8000","SolarProfi oHG","011-7S2064 F","DIN CERTCO"]
["ü Eligible",null,"2009-07-14",null,"Solar Thermal","Flat Plate Collector","Sonnenfänger","Sonnenfänger","Kohlbacher GmbH","011-7S1422 F","DIN CERTCO"]
["ü Eligible",null,"2011-05-20",null,"Solar Thermal","Flat Plate Collector","Sonnenkollektor SU","Sonnenkollektor SU","Dr. Sol - Solarsysteme GmbH","011-7S1386 F","DIN CERTCO"]
["ü Eligible",null,"2012-03-05",null,"Solar Thermal","Flat Plate Collector","SONNENKRAFT GK5-HP, SONNENKRAFT GK10-HP","SONNENKRAFT GK5-HP, SONNENKRAFT GK10-HP","General Solar Systems GmbH","011-7S1878 F","DIN CERTCO"]
["ü Eligible",null,"2012-06-11",null,"Solar Thermal","Flat Plate Collector","Sonnenkraft SCE 230","Sonnenkraft SCE 230","General Solar Systems GmbH","011-7S1919 F","DIN CERTCO"]
["ü Eligible",null,"2013-09-19",null,"Solar Thermal","Flat Plate Collector","Sonnenkraft SCE202-M","Sonnenkraft SCE202-M","General Solar Systems GmbH","011-7S2245 F","DIN CERTCO"]
["ü Eligible",null,"2013-08-09",null,"Solar Thermal","Flat Plate Collector","Sonnenkraft SCE202-S","Sonnenkraft SCE202-S","General Solar Systems GmbH","011-7S2229 F","DIN CERTCO"]
["ü Eligible",null,"2009-07-15",null,"Solar Thermal","Flat Plate Collector","SONTEK","SONTEK","Mescoli Caldaie S.R.L.","011-7S669 F","DIN CERTCO"]
["ü Eligible",null,"2013-11-05",null,"Solar Thermal","Flat Plate Collector","Sopra","Sopra","Solarpartner GmbH","011-7S2277 F","DIN CERTCO"]
["ü Eligible",null,"2011-05-20",null,"Solar Thermal","Flat Plate Collector","SOT-V2.5","SOT-V2.5","Soterna, S. Coop.","011-7S2167 F","DIN CERTCO"]
["ü Eligible",null,"2009-07-14",null,"Solar Thermal","Flat Plate Collector","SP - 15 - 20 -24 (2H, 3H, 4H, 5H, 6H, 2Q, 3Q)","SP - 15 - 20 -24 (2H, 3H, 4H, 5H, 6H, 2Q, 3Q)","Franz Gurdet Solarprovider","011-7S1483 F","DIN CERTCO"]
["ü Eligible",null,"2012-09-20",null,"Solar Thermal","Flat Plate Collector","SP 2","SP 2","TERMEQUIP COMPONENTES HIDROTERMICOS, Lda / SONERGI","PSK-082/2012","CERTIF"]
["ü Eligible",null,"2012-11-07",null,"Solar Thermal","Flat Plate Collector","SP 20V SC BP, SP 20H SC BP, SP 25V BP, SP 25H SC BP","SP 20V SC BP, SP 20H SC BP, SP 25V BP, SP 25H SC BP","Atlantic Engineering Company for Energy Technology","PSK-102/2012","CERTIF"]
["ü Eligible",null,"2012-11-07",null,"Solar Thermal","Flat Plate Collector","SP 20V SC SL, SP 20H SC SL, SP 25V SC SL, SP 25H SC SL,","SP 20V SC SL, SP 20H SC SL, SP 25V SC SL, SP 25H SC SL,","Atlantic Engineering Company for Energy Technology","PSK-101/2012","CERTIF",null,null,null,null,null,null,null,null,null,null,null,null,null,null,null,null,null,null,null,null,null,"Yes",null,null,null,"BRE","YES"]
["ü Eligible",null,"2014-11-10",null,"Solar Thermal","Flat Plate Collector","SPA2000 Collector","SPA2000 Collector","Solahart Industries Pty Ltd.","011-7S2448 F","DIN CERTCO"]
["ü Eligible",null,"2009-07-15",null,"Solar Thermal","Flat Plate Collector","SPACE ENERGY F","SPACE ENERGY F","VIADRUS a.s.","011-7S1032 F","DIN CERTCO"]
["ü Eligible",null,"2013-07-09",null,"Solar Thermal","Flat Plate Collector","SPARK 2.6, SPARK 2.6 H","SPARK 2.6, SPARK 2.6 H","EcoJura Sp. z o.o.","011-7S2194 F","DIN CERTCO"]
["ü Eligible",null,"2013-09-10",null,"Solar Thermal","Flat Plate Collector","Specchio Lineare ll","Specchio Lineare ll","isomorph Deutschland GmbH","121BN/0","ICIM"]
["ü Eligible",null,"2011-05-20",null,"Solar Thermal","Flat Plate Collector","SPFP-ALANOD/0.6-AL/Cu-80","SPFP-ALANOD/0.6-AL/Cu-80","Jiangsu Sunpower Solar Technology Co., Ltd","011-7S2353 F","DIN CERTCO"]
["ü Eligible",null,"2012-10-12",null,"Solar Thermal","Flat Plate Collector","SPFP-CU/CU-1","SPFP-CU/CU-1","Jiangsu Sunpower Solar Technology Co., Ltd","092BN/0","ICIM"]
["ü Eligible",null,"2013-10-02",null,"Solar Thermal","Flat Plate Collector","SPG2.0-F/S","SPG2.0-F/S","Beijing Solar Energy Research Institute","011-7S2269 F","DIN CERTCO"]
["ü Eligible",null,"2009-07-14",null,"Solar Thermal","Flat Plate Collector","SR-210","SR-210","Jiangsu Sunrain solar energy co., ltd","011-7S1163 F","DIN CERTCO"]
["ü Eligible",null,"2013-06-12",null,"Solar Thermal","Flat Plate Collector","SRB ENERGY UHV COLLECTOR C1","SRB ENERGY UHV COLLECTOR C1","CORP SRB Energy, S. L","011-7S2177 K","DIN CERTCO"]
["ü Eligible",null,"2011-05-20",null,"Solar Thermal","Flat Plate Collector","SRB ENERGY UHV COLLECTOR CO.","SRB ENERGY UHV COLLECTOR CO.","CORP SRB Energy, S. L","011-7S2291 F","DIN CERTCO"]
["ü Eligible",null,"2009-07-14",null,"Solar Thermal","Flat Plate Collector","SRC G2","SRC G2","Borö Pannan AB","SP SC0334-10","SP"]
["ü Eligible",null,"2009-07-15",null,"Solar Thermal","Flat Plate Collector","SRD 2.3","SRD 2.3","Glow-Worm","011-7S402 F","DIN CERTCO"]
["ü Eligible",null,"2009-07-15",null,"Solar Thermal","Flat Plate Collector","SRD 2.3 H, SRD 2.3 V, SRD 2.3, SRDV 2.3","SRD 2.3 H, SRD 2.3 V, SRD 2.3, SRDV 2.3","Bulex","011-7S399 F","DIN CERTCO"]
["ü Eligible",null,"2009-07-14",null,"Solar Thermal","Flat Plate Collector","SRD 2.3, SRDV 2.3","SRD 2.3, SRDV 2.3","PROTHERM PRODUCTION s.r.o.","011-7S1395 F","DIN CERTCO"]
["ü Eligible",null,"2009-07-15",null,"Solar Thermal","Flat Plate Collector","SRD 2.3, SRDV 2.3","SRD 2.3, SRDV 2.3","Saunier Duval","011-7S404 F","DIN CERTCO"]
["ü Eligible",null,"2009-07-15",null,"Solar Thermal","Flat Plate Collector","SRH 2.3, SRV 2.3","SRH 2.3, SRV 2.3","Bulex","011-7S518 F","DIN CERTCO"]
["ü Eligible",null,"2009-07-15",null,"Solar Thermal","Flat Plate Collector","SRH 2.3, SRV 2.3","SRH 2.3, SRV 2.3","Saunier Duval","011-7S405 F","DIN CERTCO"]
["ü Eligible",null,"2009-07-14",null,"Solar Thermal","Flat Plate Collector","SRK 10/10","SRK 10/10","ROTO Frank Baulemente","011-7S1585 F","DIN CERTCO"]
["ü Eligible",null,"2009-07-15",null,"Solar Thermal","Flat Plate Collector","SRK 10/20","SRK 10/20","ROTO Frank Baulemente","011-7S198 F","DIN CERTCO"]
["ü Eligible",null,"2012-02-24",null,"Solar Thermal","Flat Plate Collector","SRV 2.3, SRH 2.3","SRV 2.3, SRH 2.3","AWB CV-Ketels","011-7S1862 F","DIN CERTCO"]
["ü Eligible",null,"2008-09-23",null,"Solar Thermal","Flat Plate Collector","SRV 2.3, SRH 2.3","SRV 2.3, SRH 2.3","Glow-Worm","011-7S516 F","DIN CERTCO"]
["ü Eligible",null,"2012-09-20",null,"Solar Thermal","Flat Plate Collector","SS 2","SS 2","TERMEQUIP COMPONENTES HIDROTERMICOS, Lda / SONERGI","PSK-083/2012","CERTIF"]
["ü Eligible",null,"2012-09-17",null,"Solar Thermal","Flat Plate Collector","SSCE-2000","SSCE-2000","Shinyang Energy Inc.","011-7S2017 F","DIN CERTCO"]
["ü Eligible",null,"2009-07-15",null,"Solar Thermal","Flat Plate Collector","SSK2.1","SSK2.1","Solfex Limited","011-7S979 F","DIN CERTCO"]
["ü Eligible",null,"2009-07-15",null,"Solar Thermal","Flat Plate Collector","SSK21_02","SSK21_02","Sun Master Energiesysteme GmbH","011-7S578 F","DIN CERTCO"]
["ü Eligible",null,"2009-07-15",null,"Solar Thermal","Flat Plate Collector","SSK21_03, SSK21_05","SSK21_03, SSK21_05","Sun Master Energiesysteme GmbH","011-7S977 F","DIN CERTCO"]
["ü Eligible",null,"2009-07-15",null,"Solar Thermal","Flat Plate Collector","SSK21_04","SSK21_04","Sun Master Energiesysteme GmbH","011-7S581 F","DIN CERTCO"]
["ü Eligible",null,"2009-07-14",null,"Solar Thermal","Flat Plate Collector","SSK27_01, SSK27_04","SSK27_01, SSK27_04","Sun Master Energiesysteme GmbH","011-7S1073 F","DIN CERTCO"]
["ü Eligible",null,"2012-01-12",null,"Solar Thermal","Flat Plate Collector","SSK27_05, SSK27_06","SSK27_05, SSK27_06","Sun Master Energiesysteme GmbH","011-7S1776 F","DIN CERTCO"]
["ü Eligible",null,"2013-02-15",null,"Solar Thermal","Flat Plate Collector","SSK27_07","SSK27_07","Sun Master Energiesysteme GmbH","011-7S2062 F","DIN CERTCO"]
["ü Eligible",null,"2009-07-15",null,"Solar Thermal","Flat Plate Collector","SSKH 2.1","SSKH 2.1","Solfex Limited","011-7S1099 F","DIN CERTCO"]
["ü Eligible",null,"2009-07-14",null,"Solar Thermal","Flat Plate Collector","SSP KS 2,5","SSP KS 2,5","Santer Solarprofi GesmbH","011-7S1440 F","DIN CERTCO"]
["ü Eligible",null,"2013-05-28",null,"Solar Thermal","Flat Plate Collector","ST 1200, ST 1201","ST 1200, ST 1201","The DiscreteHeat Company Limited","PSK-029/2013","CERTIF"]
["ü Eligible",null,"2012-02-09",null,"Solar Thermal","Flat Plate Collector","ST 185 DE","ST 185 DE","Solartime Sp. z.o.o","011-7S1843 F","DIN CERTCO"]
["ü Eligible",null,"2009-07-14",null,"Solar Thermal","Flat Plate Collector","ST 191 DE, ST 191 DE P","ST 191 DE, ST 191 DE P","Solartime Sp. z.o.o","011-7S1161 F","DIN CERTCO"]
["ü Eligible",null,"2013-02-07",null,"Solar Thermal","Flat Plate Collector","ST 197 DE, ST 230 DE","ST 197 DE, ST 230 DE","Solartime Sp. z.o.o","011-7S1844 F","DIN CERTCO"]
["ü Eligible",null,"2009-07-15",null,"Solar Thermal","Flat Plate Collector","ST 2000 Selective, ST 2500 Selective","ST 2000 Selective, ST 2500 Selective","Helioakmi, S.A.","PSK-073/2009","CERTIF"]
["ü Eligible",null,"2012-06-13",null,"Solar Thermal","Flat Plate Collector","ST 2000, ST 2500","ST 2000, ST 2500","Helioakmi, S.A.","PSK-040/2012","CERTIF"]
["ü Eligible",null,"2014-05-29",null,"Solar Thermal","Flat Plate Collector","ST2.0  ST2.5","ST2.0  ST2.5","Solsonica","011-7S2363 F","DIN CERTCO"]
["ü Eligible",null,"2009-07-14",null,"Solar Thermal","Flat Plate Collector","ST2AR","ST2AR","Effecta Energy Solutions AB","011-7S1439 F","DIN CERTCO"]
["ü Eligible",null,"2009-07-14",null,"Solar Thermal","Flat Plate Collector","STC-2-BC-C","STC-2-BC-C","Shenzhen Prosunpro Solar Energy Co., Ltd.","011-7S1101 F","DIN CERTCO"]
["ü Eligible",null,"2009-07-14",null,"Solar Thermal","Flat Plate Collector","STC-2-P-C/A","STC-2-P-C/A","Shenzhen Prosunpro Solar Energy Co., Ltd.","011-7S1103 F","DIN CERTCO"]
["ü Eligible",null,"2009-07-14",null,"Solar Thermal","Flat Plate Collector","STC-2-VC-C","STC-2-VC-C","Shenzhen Prosunpro Solar Energy Co., Ltd.","011-7S1102 F","DIN CERTCO"]
["ü Eligible",null,"2009-07-14",null,"Solar Thermal","Flat Plate Collector","STEL2.3","STEL2.3","ACV Espana","011-7S1442 F","DIN CERTCO"]
["? To be determined",null,"2009-07-15",null,"Solar Thermal","Flat Plate Collector","STK 1400","STK 1400","SunTechnics Solartechnik GmbH","011-7S082 F","DIN CERTCO"]
["ü Eligible",null,"2009-07-15",null,"Solar Thermal","Flat Plate Collector","STK 1400/2800/4200 H; STK 2800 S;  STK 1400/2800/4200/5600/7000/8400 V","STK 1400/2800/4200 H; STK 2800 S;  STK 1400/2800/4200/5600/7000/8400 V","SunTechnics Solartechnik GmbH","011-7S160 F","DIN CERTCO"]
["ü Eligible",null,"2009-07-15",null,"Solar Thermal","Flat Plate Collector","STK 1800","STK 1800","SunTechnics Solartechnik GmbH","011-7S105 F","DIN CERTCO"]
["ü Eligible",null,"2009-07-14",null,"Solar Thermal","Flat Plate Collector","STL 2.3 HI","STL 2.3 HI","Sustainable Technologies Ltd.","011-7S1788 F","DIN CERTCO"]
["ü Eligible",null,"2009-07-15",null,"Solar Thermal","Flat Plate Collector","Strebel FKA 240","Strebel FKA 240","Thermostrom Energietechnik GmbH","011-7S969 F","DIN CERTCO"]
["ü Eligible",null,"2009-07-14",null,"Solar Thermal","Flat Plate Collector","STREBEL FKA 270","STREBEL FKA 270","Thermostrom Energietechnik GmbH","011-7S1309 F","DIN CERTCO"]
["ü Eligible",null,"2011-05-20",null,"Solar Thermal","Flat Plate Collector","STT101504, STT121404, STT102004, STT201004H, STT121904, STT191204H, STT122104, STT211204H","STT101504, STT121404, STT102004, STT201004H, STT121904, STT191204H, STT122104, STT211204H","ARCO IRIS LTD.","OEM/9949/2/1","DQS Hellas"]
["ü Eligible",null,"2012-10-15",null,"Solar Thermal","Flat Plate Collector","STV 122104, STV 121904 *, STV 102004H *, STV 102004 *, STV 121504*, STV 105104","STV 122104, STV 121904 *, STV 102004H *, STV 102004 *, STV 121504*, STV 105104","ARCO IRIS LTD.","011-7S2024 F","DIN CERTCO"]
["ü Eligible",null,"2012-09-12",null,"Solar Thermal","Flat Plate Collector","SUMMER CX","SUMMER CX","Solartech Sales & Service Sdn. Bhd.","011-7S1987 F","DIN CERTCO"]
["ü Eligible",null,"2012-09-12",null,"Solar Thermal","Flat Plate Collector","SUMMER TX","SUMMER TX","Solartech Sales & Service Sdn. Bhd.","011-7S1988 F","DIN CERTCO"]
["ü Eligible",null,"2009-07-15",null,"Solar Thermal","Flat Plate Collector","SUN","SUN","Siko Energiesysteme GmbH & Co. KG","011-7S777 F","DIN CERTCO"]
["ü Eligible",null,"2009-07-15",null,"Solar Thermal","Flat Plate Collector","SUN 211 DB","SUN 211 DB","OERTLI THERMIQUE S.A.S","011-7S1045 F","DIN CERTCO"]
["ü Eligible",null,"2009-07-15",null,"Solar Thermal","Flat Plate Collector","SUN C","SUN C","OERTLI THERMIQUE S.A.S","011-7S954 F","DIN CERTCO"]
["ü Eligible",null,"2012-09-17",null,"Solar Thermal","Flat Plate Collector","SUN PANEL S. 002, SUN PANEL S. 001","SUN PANEL S. 002, SUN PANEL S. 001","DOOEL \"ZRAK\"","011-7S2012 F","DIN CERTCO"]
["ü Eligible",null,"2012-09-28",null,"Solar Thermal","Flat Plate Collector","SUN WING T4","SUN WING T4","T.W.I spol. s.r.o.","011-7S2027 F","DIN CERTCO"]
["ü Eligible",null,"2012-12-16",null,"Solar Thermal","Flat Plate Collector","SUN WING T4 Alu, SUN WING T4 Alu 2,5*, SUN WING T4 Alu 2,6","SUN WING T4 Alu, SUN WING T4 Alu 2,5*, SUN WING T4 Alu 2,6","T.W.I spol. s.r.o.","011-7S2026 F","DIN CERTCO"]
["ü Eligible",null,"2009-07-15",null,"Solar Thermal","Flat Plate Collector","SUN-1 215","SUN-1 215","Orange Energy GmbH & Co.KG","011-7S474 F","DIN CERTCO"]
["ü Eligible",null,"2009-07-15",null,"Solar Thermal","Flat Plate Collector","SUN-1 250","SUN-1 250","Orange Energy GmbH & Co.KG","011-7S475 F","DIN CERTCO"]
["ü Eligible",null,"2009-07-15",null,"Solar Thermal","Flat Plate Collector","SUN2","SUN2","Orange Energy GmbH & Co.KG","011-7S1029 F","DIN CERTCO"]
["ü Eligible",null,"2009-07-15",null,"Solar Thermal","Flat Plate Collector","SUN3","SUN3","Orange Energy GmbH & Co.KG","011-7S1009 F","DIN CERTCO"]
["ü Eligible",null,"2009-07-15",null,"Solar Thermal","Flat Plate Collector","SUN4-a, SUN4-b","SUN4-a, SUN4-b","Orange Energy GmbH & Co.KG","011-7S1010 F","DIN CERTCO"]
["ü Eligible",null,"2009-07-15",null,"Solar Thermal","Flat Plate Collector","SUNblue 21, SUNblue 25","SUNblue 21, SUNblue 25","Sunset Energietechnik GmbH","011-7S861 F","DIN CERTCO"]
["ü Eligible",null,"2009-07-14",null,"Solar Thermal","Flat Plate Collector","SunDay A1 - (A2020), SunDay A1 - (A2030), SunDay E1 - (E2020), SunDay E1 - (E2030)","SunDay A1 - (A2020), SunDay A1 - (A2030), SunDay E1 - (E2020), SunDay E1 - (E2030)","Farko des Franz Kolhaupt & Co OHG","011-7S995 F","DIN CERTCO"]
["ü Eligible",null,"2009-07-14",null,"Solar Thermal","Flat Plate Collector","SunDay A1.A - (AA2020), SunDay A1.A - (AA2025), SunDay E1.A - (EA 2020), SunDay E1A - (EA 8030)","SunDay A1.A - (AA2020), SunDay A1.A - (AA2025), SunDay E1.A - (EA 2020), SunDay E1A - (EA 8030)","Farko des Franz Kolhaupt & Co OHG","011-7S996 F","DIN CERTCO"]
["ü Eligible",null,"2013-05-21",null,"Solar Thermal","Flat Plate Collector","SunDIN AC218VH4","SunDIN AC218VH4","Energiepark Ulm GmbH & Co. KG","011-7S1654 F","DIN CERTCO"]
["ü Eligible",null,"2012-01-24",null,"Solar Thermal","Flat Plate Collector","SUNDWARE PRO 25 SUNDWARE PRO 23 * SUNDWARE PRO 20 * SUNDWARE PRO 19 * SUNDWARE PRO17 * SUNDWARE PRO15 SUNDWARE PRO 29 SUNDWARE PRO 27 *","SUNDWARE PRO 25 SUNDWARE PRO 23 * SUNDWARE PRO 20 * SUNDWARE PRO 19 * SUNDWARE PRO17 * SUNDWARE PRO15 SUNDWARE PRO 29 SUNDWARE PRO 27 *","SUNDWARE TRADING LTD","011-7S1775 F","DIN CERTCO"]
["ü Eligible",null,"2014-01-29",null,"Solar Thermal","Flat Plate Collector","SUNG WING T3","SUNG WING T3","T.W.I spol. s.r.o.","TSU 001-14","TSU"]
["ü Eligible",null,"2013-12-10",null,"Solar Thermal","Flat Plate Collector","SUNG WING T4 Cu 1,9, SUNG WING T4 Cu 2,2","SUNG WING T4 Cu 1,9, SUNG WING T4 Cu 2,2","T.W.I spol. s.r.o.","TSU 009-13","TSU"]
["ü Eligible",null,"2009-07-15",null,"Solar Thermal","Flat Plate Collector","Sunlight 2500","Sunlight 2500","Austria Email AG","011-7S702 F","DIN CERTCO"]
["ü Eligible",null,"2009-07-15",null,"Solar Thermal","Flat Plate Collector","Sunlight 2500 H","Sunlight 2500 H","Austria Email AG","011-7S703 F","DIN CERTCO"]
["ü Eligible",null,"2009-07-15",null,"Solar Thermal","Flat Plate Collector","Sunlight R 2502, Sunlight R2 2502","Sunlight R 2502, Sunlight R2 2502","Austria Email AG","011-7S535 F","DIN CERTCO"]
["ü Eligible",null,"2009-07-14",null,"Solar Thermal","Flat Plate Collector","SUNNY","SUNNY","WMC-Haustechnik Handels- und Serviceges.mbH & Co. KG","011-7S1184 F","DIN CERTCO"]
["ü Eligible",null,"2012-10-02",null,"Solar Thermal","Flat Plate Collector","Sunny 21","Sunny 21","SOLARFOCUS GmbH","011-7S1848 F","DIN CERTCO"]
["ü Eligible",null,"2009-07-15",null,"Solar Thermal","Flat Plate Collector","Sunny 28","Sunny 28","SOLARFOCUS GmbH","011-7S096 F","DIN CERTCO"]
["ü Eligible",null,"2009-07-14",null,"Solar Thermal","Flat Plate Collector","Sunny Ray","Sunny Ray","Jozef Kukuca LAUGOTHERM","011-7S1300 F","DIN CERTCO"]
["ü Eligible",null,"2009-07-15",null,"Solar Thermal","Flat Plate Collector","sunnyline 24A","sunnyline 24A","naturalis Energiesysteme GmbH","011-7S1021 F","DIN CERTCO"]
["ü Eligible",null,"2009-07-15",null,"Solar Thermal","Flat Plate Collector","sunnySol UP","sunnySol UP","Gasokol GmbH ","011-7S026 F","DIN CERTCO"]
["ü Eligible",null,"2009-07-15",null,"Solar Thermal","Flat Plate Collector","SUNRISE 10S-A/I","SUNRISE 10S-A/I","Degen GmbH & Co","011-7S674 F","DIN CERTCO"]
["ü Eligible",null,"2013-11-26",null,"Solar Thermal","Flat Plate Collector","SUNS","SUNS","UNICAL AG S.p.A.","011-7S2260 F","Din Certco"]
["ü Eligible",null,"2009-07-15",null,"Solar Thermal","Flat Plate Collector","SUN-Spar 2,09 m²","SUN-Spar 2,09 m²","ZEM SOLAR GmbH","011-7S647 F","DIN CERTCO"]
["ü Eligible",null,"2009-07-15",null,"Solar Thermal","Flat Plate Collector","SUN-Spar II","SUN-Spar II","ZEM SOLAR GmbH","011-7S648 F","DIN CERTCO"]
["ü Eligible",null,"2009-07-15",null,"Solar Thermal","Flat Plate Collector","Suntime 2.1","Suntime 2.1","PROPULS SOLAR s.r.o.","011-7S933 F","DIN CERTCO"]
["ü Eligible",null,"2011-05-20","2017-09-06","Solar Thermal","Flat Plate Collector","Suntime 2.1","Suntime 2.1","PROPULS SOLAR s.r.o.","TSU 001-13","TSU"]
["ü Eligible",null,"2014-09-16",null,"Solar Thermal","Flat Plate collector","Suntime Le, Suntime LE -e","Suntime Le, Suntime LE -e","PROPULS SOLAR s.r.o.","011-7S2424 F","DIN CERTCO",null,null,null,null,null,null,null,null,null,null,null,null,null,null,null,null,null,null,null,null,null,null,null,null,null,null,null,null,{"$error":"#N/A"},{"$error":"#N/A"}]
["ü Eligible",null,"2013-09-30",null,"Solar Thermal","Flat Plate Collector","Super Vega Series L, Super Vega Series S","Super Vega Series L, Super Vega Series S","Simsek Günes Kollektorleri San.Tic.Ltd.Sti.","011-7S2246 F","DIN CERTCO"]
["ü Eligible",null,"2009-07-15",null,"Solar Thermal","Flat Plate Collector","Superior SX 2.0, 2.51","Superior SX 2.0, 2.51","NEHS GmbH","011-7S377 F","DIN CERTCO"]
["ü Eligible",null,"2013-02-15",null,"Solar Thermal","Flat Plate Collector","Superline L - 1 FSB","Superline L - 1 FSB","Ezinc Metal San. Tic. A.S.","PSK-014/2013","CERTIF"]
["ü Eligible",null,"2014-09-16",null,"Solar Thermal","Flat Plate collector","SUPERLINE L UBB FU","SUPERLINE L UBB FU","Ezinc Metal San. Tic. A.S.","PSK-013/2014","CERTIF"]
["ü Eligible",null,"2013-02-15",null,"Solar Thermal","Flat Plate Collector","Superline L USB","Superline L USB","Ezinc Metal San. Tic. A.S.","PSK-017/2013","CERTIF"]
["ü Eligible",null,"2014-09-16",null,"Solar Thermal","Flat Plate collector","SUPERLINE L USB FU","SUPERLINE L USB FU","Ezinc Metal San. Tic. A.S.","PSK-014/2014","CERTIF"]
["ü Eligible",null,"2011-05-20",null,"Solar Thermal","Flat Plate Collector","SUPERLINE M-1 FSA, SUPERLINE L-1 FSA, SUPERLINE XL-1 FSA","SUPERLINE M-1 FSA, SUPERLINE L-1 FSA, SUPERLINE XL-1 FSA","Ezinc Metal San. Tic. A.S.","PSK-019/2013","CERTIF"]
["ü Eligible",null,"2013-02-15",null,"Solar Thermal","Flat Plate Collector","Superline XL USB","Superline XL USB","Ezinc Metal San. Tic. A.S.","PSK-015/2013","CERTIF"]
["ü Eligible",null,"2013-02-15",null,"Solar Thermal","Flat Plate Collector","Superline XL-H USB","Superline XL-H USB","Ezinc Metal San. Tic. A.S.","PSK-016/2013","CERTIF"]
["ü Eligible",null,"2014-07-17",null,"Solar Thermal","Flat Plate Collector","Supremacy 1.5 AR, Supremacy 1.9 AR, Supremacy 2.5 AR","Supremacy 1.5 AR, Supremacy 1.9 AR, Supremacy 2.5 AR","AES Ltd","011-7S2383 F","DIN CERTCO"]
["ü Eligible",null,"2009-07-15",null,"Solar Thermal","Flat Plate Collector","SUPREMO FLATLINE BE Pro plus / Ultra plus","SUPREMO FLATLINE BE Pro plus / Ultra plus","VOLTER ALBUQUERQUE & FREITAS S. A.","011-7S266 F","DIN CERTCO"]
["ü Eligible",null,"2014-12-16",null,"Solar Thermal","Flat Plate Collector","Swiss-Collector SCQ025/SCQ050/SCQ075/SCQ1.100/SCQ1.125/SCQ1.150/SCO025/SCO050/SCO075/SC100/SC125/SC150/SC175/SC200","Swiss-Collector SCQ025/SCQ050/SCQ075/SCQ1.100/SCQ1.125/SCQ1.150/SCO025/SCO050/SCO075/SC100/SC125/SC150/SC175/SC200","H. Lenz AG","011-7S2419 F","DIN CERTCO"]
["ü Eligible",null,"2009-07-15",null,"Solar Thermal","Flat Plate Collector","SWK 25 Alu Laser","SWK 25 Alu Laser","Sun Master Energiesysteme GmbH","011-7S553 F","DIN CERTCO"]
["û Ineligible",null,"2009-07-15",null,"Solar Thermal","Flat Plate Collector","SWK-H1 / SWK-H2","SWK-H1 / SWK-H2","Sun Master Energiesysteme GmbH","011-7S030 F","DIN CERTCO","No evidence this product has been tested to the required EN standard"]
["ü Eligible",null,"2009-07-15",null,"Solar Thermal","Flat Plate Collector","SX 2,0 m², 2,51 m², 2,85 m²","SX 2,0 m², 2,51 m², 2,85 m²","Sunex Sp.","011-7S140 F","DIN CERTCO"]
["ü Eligible",null,"2013-04-24",null,"Solar Thermal","Flat Plate Collector","SX 2.0 AL, SX 2.51 AL, SX 2.85 AL","SX 2.0 AL, SX 2.51 AL, SX 2.85 AL","Sunex Sp.","078/000182","AENOR"]
["ü Eligible",null,"2013-08-26",null,"Solar Thermal","Flat Plate Collector","SYBASOL IK2600","SYBASOL IK2600","Sybasol UG.","011-7S2217 F","DIN CERTCO"]
["ü Eligible",null,"2013-05-21",null,"Solar Thermal","Flat Plate Collector","SYBASOL WK 23, SYBASOL WK 23Q, SYBASOL WK 26, SYBASOL WK 26Q","SYBASOL WK 23, SYBASOL WK 23Q, SYBASOL WK 26, SYBASOL WK 26Q","Sybasol UG.","011-7S2152 F","DIN CERTCO"]
["ü Eligible",null,"2009-07-15",null,"Solar Thermal","Flat Plate Collector","Synergie","Synergie","edg EnergieDirect GmbH","011-7S728 F","DIN CERTCO"]
["ü Eligible",null,"2013-04-11",null,"Solar Thermal","Flat Plate Collector","SYNERGIE 210*","SYNERGIE 210*","edg EnergieDirect GmbH","011-7S2124 F","DIN CERTCO"]
["ü Eligible",null,"2009-07-15",null,"Solar Thermal","Flat Plate Collector","SYNOX 90000si ERS 2,0H, SYNOX 90000si ERS 2,4H","SYNOX 90000si ERS 2,0H, SYNOX 90000si ERS 2,4H","SUN-SYSTEMS GmbH","011-7S962 F","DIN CERTCO"]
["ü Eligible",null,"2009-07-15",null,"Solar Thermal","Flat Plate Collector","SYNOX 90000si ERS 2,0Q, SYNOX 90000si ERS 2,4Q","SYNOX 90000si ERS 2,0Q, SYNOX 90000si ERS 2,4Q","SUN-SYSTEMS GmbH","011-7S963 F","DIN CERTCO"]
["ü Eligible",null,"2009-07-15",null,"Solar Thermal","Flat Plate Collector","System- und Einbaukollektor","System- und Einbaukollektor","SOLARier GesmbH","011-7S692 F","DIN CERTCO"]
["ü Eligible",null,"2009-07-14",null,"Solar Thermal","Flat Plate Collector","Systemkollektor S 2,29 m², Systemkollektor S 4,47 m², Systemkollektor S 6,65 m², Systemkollektor S 8,83 m², Systemkollektor S 11,01 m², Systemkollektor S 13,19 m²","Systemkollektor S 2,29 m², Systemkollektor S 4,47 m², Systemkollektor S 6,65 m², Systemkollektor S 8,83 m², Systemkollektor S 11,01 m², Systemkollektor S 13,19 m²","SOLARier GesmbH","011-7S1480 F","DIN CERTCO"]
["ü Eligible",null,"2014-09-19",null,"Solar Thermal","Flat Plate Collector","T150S, T200S, T230S, T250S","T150S, T200S, T230S, T250S","Sines Industrie","OEM 9901/1/1","DGS Hellas"]
["ü Eligible",null,"2011-05-06",null,"Solar Thermal","Flat Plate Collector","T20C-R, T20CH-R, T25CH-R, T25C-R","T20C-R, T20CH-R, T25CH-R, T25C-R","Termicol Energia Solar, S.L.","078/000004","AENOR"]
["ü Eligible",null,"2011-05-20",null,"Solar Thermal","Flat Plate Collector","T20MSH T20MS T25MSH T25MS","T20MSH T20MS T25MSH T25MS","Termicol Energia Solar, S.L.","078/000171","AENOR"]
["ü Eligible",null,"2012-03-29",null,"Solar Thermal","Flat Plate Collector","T20PSH, T20PS, T25PSH, T25PS","T20PSH, T20PS, T25PSH, T25PS","Termicol Energia Solar, S.L.","078/000034","AENOR"]
["ü Eligible",null,"2012-02-03",null,"Solar Thermal","Flat Plate Collector","T20S-R, T25S-R","T20S-R, T25S-R","Termicol Energia Solar, S.L.","078/000030","AENOR"]
["ü Eligible",null,"2012-03-29",null,"Solar Thermal","Flat Plate Collector","T20USH, T20US, T25USH, T25US","T20USH, T20US, T25USH, T25US","Termicol Energia Solar, S.L.","078/000032","AENOR"]
["ü Eligible",null,"2009-07-15",null,"Solar Thermal","Flat Plate Collector","T3","T3","T.W.I spol. s.r.o.","011-7S448 F","DIN CERTCO"]
["ü Eligible",null,"2009-07-14",null,"Solar Thermal","Flat Plate Collector","T8S, T8SH, T10S, T10SH","T8S, T8SH, T10S, T10SH","Termicol Energia Solar, S.L.","078/000016","AENOR"]
["ü Eligible",null,"2009-07-15",null,"Solar Thermal","Flat Plate Collector","TC25 F, TC-H 25 F, Intersol TC25 F, Intersol TC-H 25 F","TC25 F, TC-H 25 F, Intersol TC25 F, Intersol TC-H 25 F","Donauer Solartechnik VertriebsGmbH","011-7S834 F","DIN CERTCO"]
["ü Eligible",null,"2009-07-15",null,"Solar Thermal","Flat Plate Collector","TCA 2","TCA 2","Monier GmbH","011-7S927 F","DIN CERTCO"]
["ü Eligible",null,"2011-05-20",null,"Solar Thermal","Flat Plate Collector","TCB 2.5","TCB 2.5","Monier GmbH","011-7S1746 F","DIN CERTCO"]
["ü Eligible",null,"2012-11-08",null,"Solar Thermal","Flat Plate Collector","TCC IN 1,25 x 3 m, TCC IN 3 x 2 m","TCC IN 1,25 x 3 m, TCC IN 3 x 2 m","Monier GmbH","011-7S2046 F","DIN CERTCO"]
["ü Eligible",null,"2012-11-08",null,"Solar Thermal","Flat Plate Collector","TCC IN antireflex 1,25 x 3 m, TCC IN antireflex 2,5 x 2 m","TCC IN antireflex 1,25 x 3 m, TCC IN antireflex 2,5 x 2 m","Monier GmbH","011-7S2049 F","DIN CERTCO"]
["ü Eligible",null,"2011-05-20",null,"Solar Thermal","Flat Plate Collector","TCC ON 1,25 x 3 m, TCC ON 3 x 2 m","TCC ON 1,25 x 3 m, TCC ON 3 x 2 m","Monier GmbH","011-7S1972 F","DIN CERTCO"]
["ü Eligible",null,"2012-11-08",null,"Solar Thermal","Flat Plate Collector","TCC ON 1,25x3m/1,25x4m/1,25x5m/1,25x6m/1,25x7m/1,25x8m/1,50x3m/1,50x4m/1,50x5m/1,50x6m/1,50x7m/1,50x8m/2x2m/2x3m/2x4m/2x5m/2x6m/2x7m/2x8m/2,50x2m/2,50x3m/2,50x4m/2,50x5m/2,50x6m/2,50x7m/2,50x8m/3x2m/3x3m/3x4m/3x5m/3x6m/3x7m/3x8m","TCC ON 1,25x3m/1,25x4m/1,25x5m/1,25x6m/1,25x7m/1,25x8m/1,50x3m/1,50x4m/1,50x5m/1,50x6m/1,50x7m/1,50x8m/2x2m/2x3m/2x4m/2x5m/2x6m/2x7m/2x8m/2,50x2m/2,50x3m/2,50x4m/2,50x5m/2,50x6m/2,50x7m/2,50x8m/3x2m/3x3m/3x4m/3x5m/3x6m/3x7m/3x8m","Monier GmbH","011-7S1973 F","DIN CERTCO"]
["ü Eligible",null,"2013-06-14",null,"Solar Thermal","Flat Plate Collector","TC-FP 1080","TC-FP 1080","GreenMaq A/S","SP SC0812-13","SP"]
["ü Eligible",null,"2013-07-19",null,"Solar Thermal","Flat Plate Collector","Techo Solar*","Techo Solar*","SOLTECH ENERGY SWEDEN AB","078/000201","AENOR"]
["ü Eligible",null,"2011-05-20",null,"Solar Thermal","Flat Plate Collector","TECNO SOLAR CFI 2.5","TECNO SOLAR CFI 2.5","ITALTHERM S.r.L.","011-7S2180 F","DIN CERTCO"]
["ü Eligible",null,"2008-09-23",null,"Solar Thermal","Flat Plate Collector","tecSol UP-V, UP-H","tecSol UP-V, UP-H","Gasokol GmbH ","011-7S519 F","DIN CERTCO"]
["ü Eligible",null,"2009-07-15",null,"Solar Thermal","Flat Plate Collector","tecSol XL UP-V, tecSol XL UP-H","tecSol XL UP-V, tecSol XL UP-H","Gasokol GmbH ","011-7S520 F","DIN CERTCO"]
["ü Eligible",null,"2012-05-23","2018-01-06","Solar Thermal","Flat Plate Collector","TerreAl 2300 ACRU","TerreAl 2300 ACRU","TERREAL","011-7S2151 F","DIN CERTCO"]
["ü Eligible",null,"2013-07-25",null,"Solar Thermal","Flat Plate Collector","TER-SOL 1.50, 1.82, 2.00, 2.00HOR, 2.37, 2.37HOR, 2.72, 2.72HOR","TER-SOL 1.50, 1.82, 2.00, 2.00HOR, 2.37, 2.37HOR, 2.72, 2.72HOR","PAPAEMMANOUEL S.A.","SKM/9949/1","DQS Hellas"]
["ü Eligible",null,"2012-09-13",null,"Solar Thermal","Flat Plate Collector","TERZA-H-251, TERZA-V-251","TERZA-H-251, TERZA-V-251","FRIAP AG","011-7S2010 F","DIN CERTCO"]
["ü Eligible",null,"2012-10-10",null,"Solar Thermal","Flat Plate Collector","TFC25 HF, SLIM25 HF, SLIM25 QF","TFC25 HF, SLIM25 HF, SLIM25 QF","Sun Master Energiesysteme GmbH","011-7S1781 F","DIN CERTCO"]
["ü Eligible",null,"2009-07-15",null,"Solar Thermal","Flat Plate Collector","TG 2000","TG 2000","TERREAL","011-7S683 F","DIN CERTCO"]
["ü Eligible",null,"2011-05-05",null,"Solar Thermal","Flat Plate Collector","TH.SP. 19 F 8 OPEN LOOP 8 TUBES  F 8, F 15","TH.SP. 19 F 8 OPEN LOOP 8 TUBES  F 8, F 15","Antoniou & Christou Solar Systems Ltd.","075BN/0","ICIM"]
["ü Eligible",null,"2012-01-25",null,"Solar Thermal","Flat Plate Collector","THEANO 29   THEANO 27 *   THEANO 25   THEANO 23 *   THEANO 20 *   THEANO 19 *   THEANO 17 *   THEANO 15","THEANO 29   THEANO 27 *   THEANO 25   THEANO 23 *   THEANO 20 *   THEANO 19 *   THEANO 17 *   THEANO 15","VENMAN S.A.","011-7S1836 F","DIN CERTCO"]
["ü Eligible",null,"2013-06-12","2017-04-21","Solar Thermal","Flat Plate Collector","Thermaflow Solar Central Heating Panel","Thermaflow Solar Central Heating Panel","Thermaflow Limited","TSU 007-13/D","TSU"]
["ü Eligible",null,"2009-07-15",null,"Solar Thermal","Flat Plate Collector","Thermasol TS8000","Thermasol TS8000","Natural Sustainable Energy Resources Ltd","011-7S870 F","DIN CERTCO"]
["ü Eligible",null,"2014-07-17",null,"Solar Thermal","Flat Plate Collector","THERMIC 40 ALS DRAIN, THERMIC 25 ALS DRAIN","THERMIC 40 ALS DRAIN, THERMIC 25 ALS DRAIN","IZEN energy systems nv","130BN/0","ICIM"]
["ü Eligible",null,"2011-08-03",null,"Solar Thermal","Flat Plate Collector","THERMIC 40 DRAIN THERMIC 25 DRAIN","THERMIC 40 DRAIN THERMIC 25 DRAIN","IZEN energy systems nv","083BN/0","ICIM"]
["ü Eligible",null,"2014-07-17",null,"Solar Thermal","Flat Plate Collector","THERMIC BOX (Thermal box)","THERMIC BOX (Thermal box)","TEI Solar Polska s.c.","131BN/0","ICIM"]
["ü Eligible",null,"2012-07-23",null,"Solar Thermal","Flat Plate Collector","Thermicsol","Thermicsol","Thermic Energy Ltd.","PSK-055/2012","CERTIF"]
["ü Eligible",null,"2012-03-04",null,"Solar Thermal","Flat Plate Collector","Thermoflat BC21-C","Thermoflat BC21-C","24 Sun - Solar Systems, Ltd.","011-7S1120 F","DIN CERTCO"]
["ü Eligible",null,"2009-07-15",null,"Solar Thermal","Flat Plate Collector","Thermokollektor 4 Thermokollektor 6 Thermokollektor 8 Thermokollektor 10","Thermokollektor 4 Thermokollektor 6 Thermokollektor 8 Thermokollektor 10","Monier GmbH","011-7S604 F","DIN CERTCO"]
["ü Eligible",null,"2013-03-22",null,"Solar Thermal","Flat Plate Collector","Thermoslate TSV6.X","Thermoslate TSV6.X","Thermochip S.L.U.","112BN/0","ICIM"]
["ü Eligible",null,"2013-06-05",null,"Solar Thermal","Flat Plate Collector","THERMOSTAHL ENERGY 25, THERMOSTAHL ENERGY 27 *, THERMOSTAHL ENERGY 20 *, THERMOSTAHL ENERGY 17 *, THERMOSTAHL ENERGY 15","THERMOSTAHL ENERGY 25, THERMOSTAHL ENERGY 27 *, THERMOSTAHL ENERGY 20 *, THERMOSTAHL ENERGY 17 *, THERMOSTAHL ENERGY 15","THBERMOSTAHL SOLAR Ltd.","011-7S2153 F","DIN CERTCO"]
["ü Eligible",null,"2009-07-14",null,"Solar Thermal","Flat Plate Collector","Thinktech THK 215, Thinktech THK 270","Thinktech THK 215, Thinktech THK 270","Disterm SA","011-7S1155 F","DIN CERTCO"]
["ü Eligible",null,"2009-07-15",null,"Solar Thermal","Flat Plate Collector","Thüsol S","Thüsol S","Thüsolar GmbH","011-7S659 F","DIN CERTCO"]
["ü Eligible",null,"2011-05-20",null,"Solar Thermal","Flat Plate Collector","Thüsol S Inox 2.5","Thüsol S Inox 2.5","Thüsolar GmbH","011-7S1488 F","DIN CERTCO"]
["ü Eligible",null,"2009-07-15",null,"Solar Thermal","Flat Plate Collector","TITANIUM, TITANIUM XL","TITANIUM, TITANIUM XL","UNICAL AG S.p.A.","011-7S358 F","DIN CERTCO"]
["ü Eligible",null,"2012-07-31",null,"Solar Thermal","Flat Plate Collector","TML2.1AV","TML2.1AV","T.M.L. S.r.l.","011-7S1892 F","DIN CERTCO"]
["ü Eligible",null,"2009-07-14",null,"Solar Thermal","Flat Plate Collector","TOP 22, 22, 24","TOP 22, 22, 24","Astersa Aplicaciones Solares S/A","011-7S1516 F","DIN CERTCO"]
["ü Eligible",null,"2009-07-15",null,"Solar Thermal","Flat Plate Collector","topSol ST, topSolDH ST","topSol ST, topSolDH ST","Gasokol GmbH ","011-7S639 F","DIN CERTCO"]
["ü Eligible",null,"2009-07-15",null,"Solar Thermal","Flat Plate Collector","topSol UP","topSol UP","Gasokol GmbH ","011-7S638 F","DIN CERTCO"]
["ü Eligible",null,"2009-07-14",null,"Solar Thermal","Flat Plate Collector","topsolaris one au","topsolaris one au","Hablützel Haustechnik","011-7S1235 F","DIN CERTCO"]
["ü Eligible",null,"2009-07-14",null,"Solar Thermal","Flat Plate Collector","topsolaris one hh","topsolaris one hh","Hablützel Haustechnik","011-7S1234 F","DIN CERTCO"]
["ü Eligible",null,"2009-07-15",null,"Solar Thermal","Flat Plate Collector","TopSon F3-1","TopSon F3-1","Wolf GmbH","011-7S260 F","DIN CERTCO"]
["ü Eligible",null,"2009-07-15",null,"Solar Thermal","Flat Plate Collector","TopSon F3-Q","TopSon F3-Q","Wolf GmbH","011-7S592 F","DIN CERTCO",null,null,null,null,null,null,null,null,null,null,null,null,null,null,null,null,null,null,null,null,null,null,null,null,null,"BRE","YES"]
["ü Eligible",null,"2011-07-26",null,"Solar Thermal","Flat Plate Collector","TPH001","TPH001","Shenzhen Topray Solar Co., Ltd","SP SC0501-11","SP"]
["ü Eligible",null,"2013-03-28",null,"Solar Thermal","Flat Plate Collector","TRAY25_01, TRAY25_01Q (Artikelnr. 15492, 15493, 15496, 15497)","TRAY25_01, TRAY25_01Q (Artikelnr. 15492, 15493, 15496, 15497)","Sun Master Energiesysteme GmbH","011-7S2034 F","DIN CERTCO"]
["ü Eligible",null,"2013-03-31",null,"Solar Thermal","Flat Plate Collector","TRAY25_02, TRAY25_02Q (Artikelnr. 15490, 15491, 15494, 15495)","TRAY25_02, TRAY25_02Q (Artikelnr. 15490, 15491, 15494, 15495)","Sun Master Energiesysteme GmbH","011-7S2033 F","DIN CERTCO"]
["ü Eligible",null,"2009-07-14",null,"Solar Thermal","Flat Plate Collector","TREND","TREND","Austria Email AG","011-7S1092 F","DIN CERTCO"]
["ü Eligible",null,"2009-07-14",null,"Solar Thermal","Flat Plate Collector","Trend II","Trend II","Austria Email AG","011-7S1018 F","DIN CERTCO"]
["ü Eligible",null,"2011-09-28",null,"Solar Thermal","Flat Plate Collector","TREND II","TREND II","Austria Email AG","011-7S1729 F","DIN CERTCO"]
["ü Eligible",null,"2013-10-09",null,"Solar Thermal","Flat Plate Collector","Trinum vers. Turbocaldo","Trinum vers. Turbocaldo","Innova Solar Energy S.r.l.","124BN/0","ICIM"]
["ü Eligible",null,"2012-12-06",null,"Solar Thermal","Flat Plate Collector","TS 101, TS 111","TS 101, TS 111","THERMO/SOLAR Ziar s.r.o.","TSU 008-12","TSU"]
["ü Eligible",null,"2009-07-15",null,"Solar Thermal","Flat Plate Collector","TS 152","TS 152","THERMO/SOLAR Ziar s.r.o.","011-7S560 F","DIN CERTCO"]
["ü Eligible",null,"2012-12-06",null,"Solar Thermal","Flat Plate Collector","TS 152","TS 152","THERMO/SOLAR Ziar s.r.o.","TSU 009-12","TSU"]
["ü Eligible",null,"2012-12-06",null,"Solar Thermal","Flat Plate Collector","TS 300, TS 250, TS TS 500","TS 300, TS 250, TS TS 500","THERMO/SOLAR Ziar s.r.o.","TSU 010-12","TSU"]
["ü Eligible",null,"2009-07-15",null,"Solar Thermal","Flat Plate Collector","TS 310","TS 310","THERMO/SOLAR Ziar s.r.o.","011-7S130 F","DIN CERTCO"]
["ü Eligible",null,"2011-05-20",null,"Solar Thermal","Flat Plate Collector","TS 330/M","TS 330/M","THERMO/SOLAR Ziar s.r.o.","TSU 004-12","TSU"]
["ü Eligible",null,"2009-07-15",null,"Solar Thermal","Flat Plate Collector","TS 350","TS 350","THERMO/SOLAR Ziar s.r.o.","011-7S973 F","DIN CERTCO"]
["ü Eligible",null,"2012-12-06",null,"Solar Thermal","Flat Plate Collector","TS 350","TS 350","THERMO/SOLAR Ziar s.r.o.","TSU 011-12","TSU"]
["ü Eligible",null,"2012-11-28",null,"Solar Thermal","Flat Plate Collector","TS 400","TS 400","THERMO/SOLAR Ziar s.r.o.","TSU 005-12","TSU"]
["ü Eligible",null,"2012-11-28",null,"Solar Thermal","Flat Plate Collector","TS 400A","TS 400A","THERMO/SOLAR Ziar s.r.o.","TSU 007-12","TSU"]
["ü Eligible",null,"2012-11-28",null,"Solar Thermal","Flat Plate Collector","TS 400H","TS 400H","THERMO/SOLAR Ziar s.r.o.","TSU 006-12","TSU"]
["ü Eligible",null,"2009-07-14","2017-04-21","Solar Thermal","Flat Plate Collector","TS 510","TS 510","THERMO/SOLAR Ziar s.r.o.","TSU 002-11","TSU"]
["ü Eligible",null,"2009-07-15",null,"Solar Thermal","Flat Plate Collector","TS101, 111","TS101, 111","THERMO/SOLAR Ziar s.r.o.","011-7S247 F","DIN CERTCO"]
["ü Eligible",null,"2009-07-15",null,"Solar Thermal","Flat Plate Collector","TS250, 300","TS250, 300","THERMO/SOLAR Ziar s.r.o.","011-7S248 F","DIN CERTCO"]
["ü Eligible",null,"2009-07-15",null,"Solar Thermal","Flat Plate Collector","TS330","TS330","THERMO/SOLAR Ziar s.r.o.","011-7S249 F","DIN CERTCO"]
["ü Eligible",null,"2009-07-15",null,"Solar Thermal","Flat Plate Collector","TS400, TS400H","TS400, TS400H","THERMO/SOLAR Ziar s.r.o.","011-7S250 F","DIN CERTCO"]
["ü Eligible",null,"2009-07-15",null,"Solar Thermal","Flat Plate Collector","TS8001","TS8001","Natural Sustainable Energy Resources Ltd","011-7S923 F","DIN CERTCO"]
["ü Eligible",null,"2009-07-15",null,"Solar Thermal","Flat Plate Collector","TSC250-BP, TSC200-BP","TSC250-BP, TSC200-BP","Sonnenkraft - Solar Systems GmbH","011-7S1006 F","DIN CERTCO"]
["ü Eligible",null,"2009-07-15",null,"Solar Thermal","Flat Plate Collector","TSC250-HS, TSC220-HS, TSC200-HS","TSC250-HS, TSC220-HS, TSC200-HS","Sonnenkraft - Solar Systems GmbH","011-7S1007 F","DIN CERTCO"]
["ü Eligible",null,"2009-07-15",null,"Solar Thermal","Flat Plate Collector","TSE 220","TSE 220","energieControll GmbH & Co. KG","011-7S315 F","DIN CERTCO"]
["ü Eligible",null,"2009-07-15",null,"Solar Thermal","Flat Plate Collector","TSK 23","TSK 23","Tecalor GmbH","011-7S499 F","DIN CERTCO"]
["ü Eligible",null,"2011-06-01",null,"Solar Thermal","Flat Plate Collector","TSK 23 Premium","TSK 23 Premium","Tecalor GmbH","011-7S1290 F","DIN CERTCO"]
["ü Eligible",null,"2009-07-15",null,"Solar Thermal","Flat Plate Collector","TSK 27","TSK 27","Tecalor GmbH","011-7S500 F","DIN CERTCO"]
["ü Eligible",null,"2009-07-15",null,"Solar Thermal","Flat Plate Collector","TSK 27 BASIC","TSK 27 BASIC","Tecalor GmbH","011-7S734 F","DIN CERTCO"]
["ü Eligible",null,"2009-07-14",null,"Solar Thermal","Flat Plate Collector","TSK 27 premium S","TSK 27 premium S","Tecalor GmbH","011-7S1291 F","DIN CERTCO"]
["ü Eligible",null,"2009-07-14",null,"Solar Thermal","Flat Plate Collector","TSK 27 Premium W","TSK 27 Premium W","Tecalor GmbH","011-7S1289 F","DIN CERTCO"]
["ü Eligible",null,"2009-07-14",null,"Solar Thermal","Flat Plate Collector","TSOL 20 N BLU","TSOL 20 N BLU","THERMITAL RIELLO S.p.A.","011-7S1157 F","DIN CERTCO"]
["ü Eligible",null,"2009-07-14",null,"Solar Thermal","Flat Plate Collector","TSOL 25","TSOL 25","THERMITAL RIELLO S.p.A.","011-7S1156 F","DIN CERTCO"]
["ü Eligible",null,"2009-07-15",null,"Solar Thermal","Flat Plate Collector","TURBOSOLAR II","TURBOSOLAR II","MAKROTERM","011-7S354 F","DIN CERTCO"]
["ü Eligible",null,"2009-07-14",null,"Solar Thermal","Flat Plate Collector","Turbosolar III","Turbosolar III","MAKROTERM","011-7S1402 F","DIN CERTCO"]
["ü Eligible",null,"2009-07-14",null,"Solar Thermal","Flat Plate Collector","Typ 204, 205, 206, 207, 208, 254, 255, 256, 257, 258, 304, 305, 306, 307, 308, 324, 325, 326, 327","Typ 204, 205, 206, 207, 208, 254, 255, 256, 257, 258, 304, 305, 306, 307, 308, 324, 325, 326, 327","Roßkopf-Solar- Sonnenkollektoren","011-7S1188 F","DIN CERTCO"]
["ü Eligible",null,"2012-03-25",null,"Solar Thermal","Flat Plate Collector","Ubbink Slimline Collector","Ubbink Slimline Collector","Ubblink","011-7S1559 F","DIN CERTCO"]
["ü Eligible",null,"2013-11-19",null,"Solar Thermal","Flat Plate Collector","UltraSol Eco vertikal, UltraSol Eco horizontal","UltraSol Eco vertikal, UltraSol Eco horizontal","Hoval","011-7S2228 F","DIN CERTCO"]
["ü Eligible",null,"2013-11-19",null,"Solar Thermal","Flat Plate Collector","UltraSol vertikal, UltraSol horizontal","UltraSol vertikal, UltraSol horizontal","Hoval","011-7S2227 F","DIN CERTCO"]
["ü Eligible",null,"2009-07-15",null,"Solar Thermal","Flat Plate Collector","UNISOL 20cc-1 (FLOAT), 27cc-1 (FLOAT), 27cc-2 (FLOAT), 27-1 (FLOAT), 27-1 quer (FLOAT)","UNISOL 20cc-1 (FLOAT), 27cc-1 (FLOAT), 27cc-2 (FLOAT), 27-1 (FLOAT), 27-1 quer (FLOAT)","SOLution Solartechnik GmbH","011-7S359 F","DIN CERTCO"]
["ü Eligible",null,"2009-07-15",null,"Solar Thermal","Flat Plate Collector","UNISOL 25","UNISOL 25","SOLution Solartechnik GmbH","011-7S211 F","DIN CERTCO"]
["ü Eligible",null,"2009-07-14",null,"Solar Thermal","Flat Plate Collector","Unisolar 225","Unisolar 225","Genos Energiebüro","011-7S1497 F","DIN CERTCO"]
["ü Eligible",null,"2012-07-02",null,"Solar Thermal","Flat Plate Collector","Uplive UCN-155VC/012, Uplive UCN-189VC/012, Uplive UCN-205VC/012, Uplive UCN-230VC/012, Uplive UCN-258VC/012","Uplive UCN-155VC/012, Uplive UCN-189VC/012, Uplive UCN-205VC/012, Uplive UCN-230VC/012, Uplive UCN-258VC/012","Rolear Mais S.A.","011-7S1958 F","DIN CERTCO"]
["ü Eligible",null,"2012-07-02",null,"Solar Thermal","Flat Plate Collector","Uplive UCS-155VS/012, Uplive UCS-189VS/012, Uplive UCS-205VS/012, Uplive UCS-230VS/012, Uplive UCS-258VS/012","Uplive UCS-155VS/012, Uplive UCS-189VS/012, Uplive UCS-205VS/012, Uplive UCS-230VS/012, Uplive UCS-258VS/012","Rolear Mais S.A.","011-7S1959 F","DIN CERTCO"]
["ü Eligible",null,"2009-07-15",null,"Solar Thermal","Flat Plate Collector","V 1400/2800/4200/5600/7000/8400,  H 1400/2800/4200, S 2800","V 1400/2800/4200/5600/7000/8400,  H 1400/2800/4200, S 2800","Conergy AG","011-7S010 F","DIN CERTCO"]
["ü Eligible",null,"2013-01-31",null,"Solar Thermal","Flat Plate Collector","V_Tec","V_Tec","SUNERG SOLAR s.r.l","113BN/0","ICIM"]
["ü Eligible",null,"2009-07-14",null,"Solar Thermal","Flat Plate Collector","V2100_A4","V2100_A4","Metalurgia Videira Lda","011-7S1527 F","DIN CERTCO"]
["ü Eligible",null,"2009-07-15",null,"Solar Thermal","Flat Plate Collector","V26A, H26A, V21A","V26A, H26A, V21A","ROTEX Heating Systems GmbH","011-7S285 F","DIN CERTCO"]
["ü Eligible",null,"2009-07-15",null,"Solar Thermal","Flat Plate Collector","V26P, H26P, V21P","V26P, H26P, V21P","ROTEX Heating Systems GmbH","011-7S924 F","DIN CERTCO"]
["ü Eligible",null,"2009-07-14",null,"Solar Thermal","Flat Plate Collector","V2700_A2","V2700_A2","Metalurgia Videira Lda","011-7S1526 F","DIN CERTCO"]
["ü Eligible",null,"2012-09-14","2017-10-12","Solar Thermal","Flat Plate Collector","Vaillant auroTHERM","Vaillant auroTHERM VFK 145 V and H ","Vaillant","BBA 0134/01","BBA"]
["ü Eligible",null,"2012-09-14","2017-10-12","Solar Thermal","Flat Plate Collector","Vaillant auroTHERM","Vaillant auroTHERM VFK 145 V and H ","Vaillant","BBA 0134/02","BBA"]
["ü Eligible",null,"2012-09-14","2017-10-12","Solar Thermal","Flat Plate Collector","Vaillant auroTHERM Plus","Vaillant auroTHERM Plus VFK 155 V and H","Vaillant","BBA 0134/05","BBA"]
["ü Eligible",null,"2012-09-14","2017-10-12","Solar Thermal","Flat Plate Collector","Vaillant auroTHERM Plus","Vaillant auroTHERM Plus VFK 155 V and H ","Vaillant","BBA 0134/04","BBA"]
["ü Eligible",null,"2012-10-22",null,"Solar Thermal","Flat Plate Collector","VALOR","VALOR","Helvetic Energy GmbH","011-7S2036 F","DIN CERTCO"]
["û Ineligible",null,"2009-07-15",null,"Solar Thermal","Flat Plate Collector","Vario Sol VS 1001","Vario Sol VS 1001","Vario Systemtechnik GmbH","011-7S132 F","DIN CERTCO","No evidence this product has been tested to the required EN standard"]
["ü Eligible",null,"2013-02-14",null,"Solar Thermal","Flat Plate Collector","VARIOcollect A 2x2 *, VARIOcollect A 8x3 *","VARIOcollect A 2x2 *, VARIOcollect A 8x3 *","Varmeco GmbH","011-7S2104 F","DIN CERTCO"]
["ü Eligible",null,"2013-02-14",null,"Solar Thermal","Flat Plate Collector","VARIOcollect E 2x2 *, VARIOcollect E 8x3 *","VARIOcollect E 2x2 *, VARIOcollect E 8x3 *","Varmeco GmbH","011-7S2103 F","DIN CERTCO"]
["ü Eligible",null,"2009-07-15",null,"Solar Thermal","Flat Plate Collector","VarioSol A","VarioSol A","Winkler Solar GmbH","011-7S628 F","DIN CERTCO"]
["ü Eligible",null,"2009-07-15",null,"Solar Thermal","Flat Plate Collector","VarioSol A-antireflex","VarioSol A-antireflex","Winkler Solar GmbH","011-7S629 F","DIN CERTCO"]
["ü Eligible",null,"2012-11-22",null,"Solar Thermal","Flat Plate Collector","VarioSol A-antireflex 3x1.25, 3x1.5, 2x2, 3x2, 2x2.5, 3x2.5, 2x3, 3x3, VarioSol E-antireflex 3x1.25, 3x1.5, 2x2, 3x2, 2x2.5, 3x2.5, 2x3, 3x3","VarioSol A-antireflex 3x1.25, 3x1.5, 2x2, 3x2, 2x2.5, 3x2.5, 2x3, 3x3, VarioSol E-antireflex 3x1.25, 3x1.5, 2x2, 3x2, 2x2.5, 3x2.5, 2x3, 3x3","Winkler Solar GmbH","011-7S2059 F","DIN CERTCO"]
["ü Eligible",null,"2012-11-22",null,"Solar Thermal","Flat Plate Collector","VarioSol A-antireflex 6x1.0, 7x1.0, 8x1.0, 6x1.25, 7x1.25, 8x1.25, 6x1.5, 7x1.5, 8x1.5, 6x2.0, 7x2.0, 8x2.0, 6x2.5, 7x2.5, 8x2.5, 6x3.0, 7x3.0, 8x3.0","VarioSol A-antireflex 6x1.0, 7x1.0, 8x1.0, 6x1.25, 7x1.25, 8x1.25, 6x1.5, 7x1.5, 8x1.5, 6x2.0, 7x2.0, 8x2.0, 6x2.5, 7x2.5, 8x2.5, 6x3.0, 7x3.0, 8x3.0","Winkler Solar GmbH","011-7S2061 F","DIN CERTCO"]
["ü Eligible",null,"2009-07-15",null,"Solar Thermal","Flat Plate Collector","VarioSol E","VarioSol E","Winkler Solar GmbH","011-7S630 F","DIN CERTCO"]
["ü Eligible",null,"2009-07-15",null,"Solar Thermal","Flat Plate Collector","VarioSol E-antireflex","VarioSol E-antireflex","Winkler Solar GmbH","011-7S631 F","DIN CERTCO"]
["ü Eligible",null,"2012-11-22",null,"Solar Thermal","Flat Plate Collector","VarioSol E-antireflex 4x1, 5x1, 4x1.25, 5x1.25, 4x1.5, 5x1.5, 4x2, 5x2, 4x2.5, 5x2.5, 4x3, 5x3","VarioSol E-antireflex 4x1, 5x1, 4x1.25, 5x1.25, 4x1.5, 5x1.5, 4x2, 5x2, 4x2.5, 5x2.5, 4x3, 5x3","Winkler Solar GmbH","011-7S2060 F","DIN CERTCO"]
["ü Eligible",null,"2009-07-14",null,"Solar Thermal","Flat Plate Collector","Varmebaronen K2","Varmebaronen K2","Värmabaronen","SP SC0618-10","SP"]
["ü Eligible",null,"2011-06-30",null,"Solar Thermal","Flat Plate Collector","Velux CLI  5000 (M08, S06, S08, U12)","Velux CLI  5000 (M08, S06, S08, U12)","VELUX A/S","011-7S1279 F","DIN CERTCO"]
["ü Eligible",null,"2011-06-30",null,"Solar Thermal","Flat Plate Collector","Velux CLI U10 3001","Velux CLI U10 3001","VELUX A/S","011-7S1280 F","DIN CERTCO"]
["ü Eligible",null,"2013-07-11",null,"Solar Thermal","Flat Plate Collector","Venere V34-78","Venere V34-78","Idaltermo S.r.l.","119BN/0","ICIM"]
["? To be determined",null,"2009-07-15",null,"Solar Thermal","Flat Plate Collector","Verano 20","Verano 20","SolarNovum GmbH","011-7S086 F","DIN CERTCO"]
["ü Eligible",null,"2009-07-15",null,"Solar Thermal","Flat Plate Collector","VERASOL 96","VERASOL 96","PRIMAGAS","011-7S656 F","DIN CERTCO"]
["ü Eligible",null,"2009-07-15",null,"Solar Thermal","Flat Plate Collector","Verus","Verus","Vulcan","011-7S143 F","DIN CERTCO"]
["ü Eligible",null,"2012-11-15",null,"Solar Thermal","Flat Plate Collector","Vesuvius 2.5","Vesuvius 2.5","RW solar BV Nederland","011-7S2052 F","DIN CERTCO"]
["ü Eligible",null,"2013-05-13",null,"Solar Thermal","Flat Plate Collector","VFK 112*","VFK 112*","Vaillant","011-7S2138 F","DIN CERTCO"]
["ü Eligible",null,"2009-07-15",null,"Solar Thermal","Flat Plate Collector","VFK 115","VFK 115","Vaillant","011-7S449 F","DIN CERTCO"]
["ü Eligible",null,"2011-05-20",null,"Solar Thermal","Flat Plate Collector","VFK 118 T","VFK 118 T","Vaillant","011-7S2327 F","DIN CERTCO"]
["ü Eligible",null,"2009-07-15",null,"Solar Thermal","Flat Plate Collector","VFK 125","VFK 125","Vaillant","011-7S400 F","DIN CERTCO"]
["ü Eligible",null,"2009-07-15",null,"Solar Thermal","Flat Plate Collector","VFK 135 D, VFK 135 VD","VFK 135 D, VFK 135 VD","Vaillant","011-7S477 F","DIN CERTCO"]
["ü Eligible",null,"2009-07-15",null,"Solar Thermal","Flat Plate Collector","VFK 140/2 D, VFK 140/2 VD","VFK 140/2 D, VFK 140/2 VD","Vaillant","011-7S478 F","DIN CERTCO"]
["ü Eligible",null,"2008-08-26",null,"Solar Thermal","Flat Plate Collector","VFK 145 H / VFK 145 V","VFK 145 H / VFK 145 V","Vaillant","011-7S406 F","DIN CERTCO"]
["ü Eligible",null,"2008-08-26",null,"Solar Thermal","Flat Plate Collector","VFK 150 H / VFK 150 V","VFK 150 H / VFK 150 V","Vaillant","011-7S479 F","DIN CERTCO"]
["ü Eligible",null,"2011-05-20",null,"Solar Thermal","Flat Plate Collector","VFK 155 H, VFK 155 V","VFK 155 H, VFK 155 V","Vaillant","011-7S1937 F","DIN CERTCO"]
["ü Eligible",null,"2013-04-10",null,"Solar Thermal","Flat Plate Collector","VGIACOMINI GSUN 200","VGIACOMINI GSUN 200","BDR Thermea Group B.V.","078/000181","AENOR"]
["ü Eligible",null,"2013-04-10",null,"Solar Thermal","Flat Plate Collector","VGIACOMINI GSUN 250","VGIACOMINI GSUN 250","BDR Thermea Group B.V.","078/000180","AENOR"]
["ü Eligible",null,"2012-04-24",null,"Solar Thermal","Flat Plate Collector","VH 2.1 Selectivo","VH 2.1 Selectivo","SOLDIRECTO - Sistemas Solares, Lda.","PSK-020/2012","CERTIF"]
["ü Eligible",null,"2013-10-18",null,"Solar Thermal","Flat Plate Collector","Viridian Highline VHL20","Viridian Highline VHL20","Viridian Solar Limited","011-7S2262 F","DIN CERTCO"]
["ü Eligible",null,"2009-07-15",null,"Solar Thermal","Flat Plate Collector","Viteco VSC 2","Viteco VSC 2","Instal-Konsorcjum Sp.Z o.o","011-7S468 F","DIN CERTCO"]
["ü Eligible",null,"2009-07-15",null,"Solar Thermal","Flat Plate Collector","Vitoslol 200 F5 DIA","Vitoslol 200 F5 DIA","Viessmann Ltd.","011-7S1128 F","DIN CERTCO"]
["ü Eligible",null,"2009-07-15",null,"Solar Thermal","Flat Plate Collector","Vitosol 050 Typ SV0 and SH0","Vitosol 050 Typ SV0 and SH0","Viessmann Ltd.","011-7S079 F","DIN CERTCO"]
["ü Eligible",null,"2009-07-15",null,"Solar Thermal","Flat Plate Collector","Vitosol 100-F SV1 and SH1","Vitosol 100-F SV1 and SH1","Viessmann Ltd.","011-7S329 F","DIN CERTCO"]
["ü Eligible",null,"2009-07-15",null,"Solar Thermal","Flat Plate Collector","Vitosol 100-F SV1A, Vitosol 100-F SH1A","Vitosol 100-F SV1A, Vitosol 100-F SH1A","Viessmann Ltd.","011-7S1124 F","DIN CERTCO"]
["ü Eligible",null,"2009-07-15",null,"Solar Thermal","Flat Plate Collector","Vitosol 100-F-SV1B, Vitosol 100-F-SH1B","Vitosol 100-F-SV1B, Vitosol 100-F-SH1B","Viessmann Ltd.","011-7S1125 F","DIN CERTCO"]
["ü Eligible",null,"2009-07-15",null,"Solar Thermal","Flat Plate Collector","Vitosol 200 F 2.3 SV1 and SH1","Vitosol 200 F 2.3 SV1 and SH1","Viessmann Ltd.","011-7S080 F","DIN CERTCO"]
["ü Eligible",null,"2014-05-26",null,"Solar Thermal","Flat plate collector","Vitosol 200-F SV2C   Vitosol 200-F SH2C   Vitosol 200-F SV2E   Vitosol 200-F SH2E","Vitosol 200-F SV2C   Vitosol 200-F SH2C   Vitosol 200-F SV2E   Vitosol 200-F SH2E","Viessmann Ltd.","011-7S2374 F","DIN CERTCO"]
["ü Eligible",null,"2013-01-18",null,"Solar Thermal","Flat Plate Collector","Vitosol 200-F SVE","Vitosol 200-F SVE","Viessmann Ltd.","011-7S2095 R","DIN CERTCO",null,null,null,null,null,null,null,null,null,null,null,null,null,null,null,null,null,null,null,null,null,"Yes",null,null,null,"BBA","NO"]
["ü Eligible",null,"2013-10-28",null,"Solar Thermal","Flat Plate Collector","Vitosol 200-F SVK, Vitosol 200-F SVKA","Vitosol 200-F SVK, Vitosol 200-F SVKA","Viessmann Ltd.","011-7S2156 F","DIN CERTCO"]
["ü Eligible",null,"2009-07-15",null,"Solar Thermal","Flat Plate Collector","Vitosol 200-F Typ XL5, Vitosol 200-F Typ XL10","Vitosol 200-F Typ XL5, Vitosol 200-F Typ XL10","Viessmann Ltd.","011-7S796 F","DIN CERTCO"]
["ü Eligible",null,"2009-07-15",null,"Solar Thermal","Flat Plate Collector","Vitosol 200-F-SV2A, Vitosol 200-F-SH2A","Vitosol 200-F-SV2A, Vitosol 200-F-SH2A","Viessmann Ltd.","011-7S1126 F","DIN CERTCO"]
["ü Eligible",null,"2009-07-15",null,"Solar Thermal","Flat Plate Collector","Vitosol 200-F-SV2B, Vitosol 200-F-SH2B","Vitosol 200-F-SV2B, Vitosol 200-F-SH2B","Viessmann Ltd.","011-7S1127 F","DIN CERTCO"]
["ü Eligible",null,"2009-07-15",null,"Solar Thermal","Flat Plate Collector","Vitosol 300-F SV3A, Vitosol 300-F SH3A","Vitosol 300-F SV3A, Vitosol 300-F SH3A","Viessmann Ltd.","011-7S1129 F","DIN CERTCO"]
["ü Eligible",null,"2009-07-15",null,"Solar Thermal","Flat Plate Collector","Vitosol 300-F SV3B, Vitosol 300-F SH3B","Vitosol 300-F SV3B, Vitosol 300-F SH3B","Viessmann Ltd.","011-7S1130 F","DIN CERTCO"]
["ü Eligible",null,"2014-05-26",null,"Solar Thermal","Flat plate collector","Vitosol 300-F SV3C   Vitosol 300-F SH3C   Vitosol 300-F SV3E   Vitosol 300-F SH3E","Vitosol 300-F SV3C   Vitosol 300-F SH3C   Vitosol 300-F SV3E   Vitosol 300-F SH3E","Viessmann Ltd.","011-7S2349 F","DIN CERTCO"]
["ü Eligible",null,"2013-02-26",null,"Solar Thermal","Flat Plate Collector","Vitosol DIS20","Vitosol DIS20","Viessmann Ltd.","011-7S2113 F","DIN CERTCO"]
["ü Eligible",null,"2013-02-26",null,"Solar Thermal","Flat Plate Collector","Vitosol DIS20A","Vitosol DIS20A","Viessmann Ltd.","011-7S2114 F","DIN CERTCO"]
["ü Eligible",null,"2009-07-14",null,"Solar Thermal","Flat Plate Collector","VIV-2.0M, VIV-2.4M, VIV-2.6M","VIV-2.0M, VIV-2.4M, VIV-2.6M","Bamge Manutencao Lda","011-7S1166 F","DIN CERTCO"]
["ü Eligible",null,"2009-07-15","2017-05-10","Solar Thermal","Flat Plate Collector","VMF 2.0, VMF 2.3, VMF 2.8, VMF 2.0, VMF 2.3, VRF 2.8","VMF 2.0, VMF 2.3, VMF 2.8, VRF 2.0, VRF 2.3, VRF 2.8","Ferroli S.p.A.","011-7S735 F","DIN CERTCO"]
["ü Eligible",null,"2013-07-01",null,"Solar Thermal","Flat Plate Collector","VMFA 2.0, VMFA 2.3, VMFA 2.8, VRFA 2.0, VRFA 2.3, VRFA 2.8","VMFA 2.0, VMFA 2.3, VMFA 2.8, VRFA 2.0, VRFA 2.3, VRFA 2.8","Ferroli S.p.A.","011-7S2189 F","DIN CERTCO"]
["ü Eligible",null,"2011-06-13",null,"Solar Thermal","Flat Plate Collector","VORMANNSOLAR ST 2000, VORMANNSOLAR ST 2500","VORMANNSOLAR ST 2000, VORMANNSOLAR ST 2500","Helioakmi, S.A.","PSK-038/2011","CERTIF"]
["ü Eligible",null,"2011-05-20",null,"Solar Thermal","Flat Plate Collector","VRKF-104MRC/10 (KT10_02), VRKF-104MRC/16, VRKF-104MRC/20 (KT10_03)","VRKF-104MRC/10 (KT10_02), VRKF-104MRC/16, VRKF-104MRC/20 (KT10_03)","Sola-Term GmbH","011-7S1236 F","DIN CERTCO"]
["ü Eligible",null,"2011-06-16",null,"Solar Thermal","Flat Plate Collector","VT 1625","VT 1625","SOLVIS GmbH & Co. KG","011-7S1598 F","DIN CERTCO"]
["ü Eligible",null,"2012-11-13",null,"Solar Thermal","Flat Plate Collector","V-TSK-2.0*","V-TSK-2.0*","Waterkotte GmBH","011-7S2038 F","DIN CERTCO"]
["ü Eligible",null,"2012-01-19",null,"Solar Thermal","Flat Plate Collector","Vulcan L","Vulcan L","Rheem Australia Pty. Ltd.","011-7S1825 F","DIN CERTCO"]
["ü Eligible",null,"2009-07-15",null,"Solar Thermal","Flat Plate Collector","Vulcan Magnus","Vulcan Magnus","Rheem Australia Pty. Ltd.","011-7S023 F","DIN CERTCO"]
["ü Eligible",null,"2009-07-15",null,"Solar Thermal","Flat Plate Collector","Vulcan S200","Melior","Vulcan","011-7S456 F","DIN CERTCO"]
["ü Eligible",null,"2009-07-14",null,"Solar Thermal","Flat Plate Collector","Vulcano FCB-1s","Vulcano FCB-1s","Bosch Thermotechnik GmbH","011-7S1081 F","DIN CERTCO"]
["ü Eligible",null,"2012-11-20",null,"Solar Thermal","Flat Plate Collector","Vulcano FCB-25","Vulcano FCB-25","Bosch Thermotechnik GmbH","011-7S1922 F","DIN CERTCO"]
["ü Eligible",null,"2009-07-14",null,"Solar Thermal","Flat Plate Collector","Vulcano FCC-1S","Vulcano FCC-1S","Bosch Thermotechnik GmbH","011-7S1144 F","DIN CERTCO"]
["ü Eligible",null,"2012-08-28",null,"Solar Thermal","Flat Plate Collector","Vulcano FCC-2S","Vulcano FCC-2S","Bosch Thermotechnik GmbH","011-7S1925 F","DIN CERTCO"]
["ü Eligible",null,"2009-07-15",null,"Solar Thermal","Flat Plate Collector","Vulcano FKB-1S","Vulcano FKB-1S","Bosch Thermotechnik GmbH","011-7S760 F","DIN CERTCO"]
["ü Eligible",null,"2011-06-24",null,"Solar Thermal","Flat Plate Collector","Vulcano FKC 2S","Vulcano FKC 2S","Bosch Thermotechnik GmbH","011-7S1612 F","DIN CERTCO"]
["ü Eligible",null,"2009-07-15",null,"Solar Thermal","Flat Plate Collector","Vulcano FKC-1S/FKC-1W","Vulcano FKC-1S/FKC-1W","Bosch Thermotechnik GmbH","011-7S758 F","DIN CERTCO"]
["ü Eligible",null,"2013-06-10",null,"Solar Thermal","Flat Plate Collector","Vulcano FKT-2S","Vulcano FKT-2S","Bosch Thermotechnik GmbH","011-7S2084 F","DIN CERTCO"]
["ü Eligible",null,"2009-07-14",null,"Solar Thermal","Flat Plate Collector","Vulkano FKC-2W","Vulkano FKC-2W","Bosch Thermotechnik GmbH","011-7S1722 F","DIN CERTCO"]
["ü Eligible",null,"2009-07-15",null,"Solar Thermal","Flat Plate Collector","Vulkano FKT1-S/FKT1-W","Vulkano FKT1-S/FKT1-W","Bosch Thermotechnik GmbH","011-7S759 F","DIN CERTCO"]
["ü Eligible",null,"2009-07-14",null,"Solar Thermal","Flat Plate Collector","Wako 2.3, Wako 2.3 quer","Wako 2.3, Wako 2.3 quer","BIASI S.p.A.","011-7S1192 F","DIN CERTCO"]
["ü Eligible",null,"2013-12-16",null,"Solar Thermal","Flat Plate Collector","Wasco 175, Wasco 200, Wasco 250, Wasco 270","Wasco 175, Wasco 200, Wasco 250, Wasco 270","Sole, S.A","PSK-050/2013","CERTIF"]
["ü Eligible",null,"2012-04-24",null,"Solar Thermal","Flat Plate Collector","WATT 1020 S","WATT 1020 S","WATT S.A.","011-7S1896 F","DIN CERTCO"]
["ü Eligible",null,"2011-08-01",null,"Solar Thermal","Flat Plate Collector","Watt 2020 S, Watt 2020 SL, Watt 2020 SRL","Watt 2020 S, Watt 2020 SL, Watt 2020 SRL","WATT S.A.","011-7S1629 F","DIN CERTCO"]
["ü Eligible",null,"2012-04-24",null,"Solar Thermal","Flat Plate Collector","WATT 2251 S","WATT 2251 S","WATT S.A.","011-7S1895 F","DIN CERTCO"]
["ü Eligible",null,"2012-03-26",null,"Solar Thermal","Flat Plate Collector","WATT 3025 S, WATT 3025 S+, Watt 3020 S, Watt 3020 S+, Watt 3020 SU, Watt 3020 SU+","WATT 3025 S, WATT 3025 S+, Watt 3020 S, Watt 3020 S+, Watt 3020 SU, Watt 3020 SU+","WATT S.A.","011-7S1539 F","DIN CERTCO"]
["ü Eligible",null,"2009-07-15",null,"Solar Thermal","Flat Plate Collector","WATT 4020 S, WATT 4020 SU, WATT 4020 S+, WATT 4020 SU+","WATT 4020 S, WATT 4020 SU, WATT 4020 S+, WATT 4020 SU+","WATT S.A.","011-7S825 F","DIN CERTCO"]
["ü Eligible",null,"2014-03-26",null,"Solar Thermal","Flat Plate Collector","WATT 4020 S, WATT 4020 SU, WATT 4020 S+, WATT 4020 SU+","WATT 4020 S, WATT 4020 SU, WATT 4020 S+, WATT 4020 SU+","WATT S.A.","011-7S825 F.","DIN CERTCO"]
["ü Eligible",null,"2013-05-25",null,"Solar Thermal","Flat Plate Collector","Watt 5020 S, Watt 5025 S, Watt 5025 S+, Watt 5025 SL, Watt 5025 SL+","Watt 5020 S, Watt 5025 S, Watt 5025 S+, Watt 5025 SL, Watt 5025 SL+","WATT S.A.","011-7S1525 F","DIN CERTCO"]
["ü Eligible",null,"2006-10-06",null,"Solar Thermal","Flat Plate Collector","Watt 7020 S, Watt 7020 S+, Watt 7020 SU, Watt 7020 SU+","Watt 7020 S, Watt 7020 S+, Watt 7020 SU, Watt 7020 SU+","WATT S.A.","011-7S102 F","DIN CERTCO"]
["ü Eligible",null,"2013-08-30",null,"Solar Thermal","Flat Plate Collector","WATT 8020","WATT 8020","WATT S.A.","011-7S2212 F","DIN CERTCO"]
["ü Eligible",null,"2013-08-30",null,"Solar Thermal","Flat Plate Collector","WATT 9020","WATT 9020","WATT S.A.","011-7S2235 F","DIN CERTCO"]
["ü Eligible",null,"2013-09-20",null,"Solar Thermal","Flat Plate Collector","Weppi 1.0","Weppi 1.0","Weppidoo S.r.l.","122BN/0","ICIM"]
["ü Eligible",null,"2011-05-20",null,"Solar Thermal","Flat Plate Collector","WESTEN SB 20+ 0","WESTEN SB 20+ 0","BDR Thermea Group B.V.","078/000136","AENOR"]
["ü Eligible",null,"2011-05-20",null,"Solar Thermal","Flat Plate Collector","WESTEN SB 21 +","WESTEN SB 21 +","BDR Thermea Group B.V.","078/000148","AENOR"]
["ü Eligible",null,"2012-05-23",null,"Solar Thermal","Flat Plate Collector","WESTEN SB 21+","WESTEN SB 21+","BDR Thermea Group B.V.","078/000047","AENOR"]
["ü Eligible",null,"2011-05-20",null,"Solar Thermal","Flat Plate Collector","WESTEN SB 25+ 0","WESTEN SB 25+ 0","BDR Thermea Group B.V.","078/000127","AENOR"]
["ü Eligible",null,"2011-05-20",null,"Solar Thermal","Flat Plate Collector","WESTEN SB 25+ V","WESTEN SB 25+ V","BDR Thermea Group B.V.","078/000120","AENOR"]
["ü Eligible",null,"2012-06-01",null,"Solar Thermal","Flat Plate Collector","WESTEN SB 25+V","WESTEN SB 25+V","BDR Thermea Group B.V.","078/000065","AENOR"]
["ü Eligible",null,"2012-06-01",null,"Solar Thermal","Flat Plate Collector","WESTEN SB20+0","WESTEN SB20+0","BDR Thermea Group B.V.","078/000073","AENOR"]
["ü Eligible",null,"2012-06-01",null,"Solar Thermal","Flat Plate Collector","WESTEN SB20+V","WESTEN SB20+V","BDR Thermea Group B.V.","078/000061","AENOR"]
["ü Eligible",null,"2012-06-01",null,"Solar Thermal","Flat Plate Collector","WESTEN SB25 + O","WESTEN SB25 + O","BDR Thermea Group B.V.","078/000066","AENOR"]
["ü Eligible",null,"2009-07-15",null,"Solar Thermal","Flat Plate Collector","WF24","WF24","Evergreen Energy Limited","011-7S960 F","DIN CERTCO"]
["ü Eligible",null,"2009-07-15",null,"Solar Thermal","Flat Plate Collector","WF24VE2","WF24VE2","SunWin Energy Systems GmbH","011-7S488 F","DIN CERTCO"]
["ü Eligible",null,"2014-11-26",null,"Solar Thermal","Flat Plate Collector","WIKOSUN 2010, WIKOSUN 2510","WIKOSUN 2010, WIKOSUN 2510","WIKORA Gmbh","011-7S2436 F","DIN CERTCO"]
["ü Eligible",null,"2009-07-15",null,"Solar Thermal","Flat Plate Collector","Wikosun 2020-Mi","Wikosun 2020-Mi","WIKORA GmbH","011-7S109 F","DIN CERTCO"]
["ü Eligible",null,"2009-07-15",null,"Solar Thermal","Flat Plate Collector","Wikosun 2340-Ti","Wikosun 2340-Ti","WIKORA GmbH","011-7S021 F","DIN CERTCO",null,null,null,null,null,null,null,null,0,0,0,0,0,0,0,0,0,0,0,0,0,"Yes",null,null,null,"Kiwa","YES"]
["ü Eligible",null,"2009-07-15",null,"Solar Thermal","Flat Plate Collector","Wikosun Mi 2021","Wikosun Mi 2021","WIKORA GmbH","011-7S275 F","DIN CERTCO"]
["ü Eligible",null,"2009-07-15",null,"Solar Thermal","Flat Plate Collector","WK 2300, WK 2300 Q","WK 2300, WK 2300 Q","SEG Solar Energy GmbH","011-7S786 F","DIN CERTCO"]
["ü Eligible",null,"2009-07-15",null,"Solar Thermal","Flat Plate Collector","WK 250A","WK 250A","Hovalwerk AG","011-7S383 F","DIN CERTCO"]
["ü Eligible",null,"2009-07-15",null,"Solar Thermal","Flat Plate Collector","WK 251A","WK 251A","Hovalwerk AG","011-7S384 F","DIN CERTCO"]
["ü Eligible",null,"2009-07-22",null,"Solar Thermal","Flat Plate Collector","Worcester FKC-1S/FKC-1W","Worcester FKC-1S/FKC-1W","Worcester, Bosch Group","011-7S1172 F","DIN CERTCO",null,null,null,null,null,null,null,null,null,null,null,null,null,null,null,null,null,null,null,null,null,"Yes",null,null,null,"BBA","NO"]
["ü Eligible",null,"2009-07-14",null,"Solar Thermal","Flat Plate Collector","Worcester FKT-1S/FKT-1W","Worcester FKT-1S/FKT-1W","Worcester, Bosch Group","011-7S1171 F","DIN CERTCO"]
["ü Eligible",null,"2009-07-14",null,"Solar Thermal","Flat Plate Collector","Worcester Solar Lifestyle Landscape","Worcester Solar Lifestyle Landscape","Bosch Thermotechnik GmbH","011-7S1720 F","DIN CERTCO"]
["ü Eligible",null,"2009-07-14",null,"Solar Thermal","Flat plate collector","Worcester Solar Lifestyle Landscape","Worcester Solar Lifestyle Landscape","Bosch Thermotechnik GmbH","011-7S1720-F","DIN CERTCO"]
["ü Eligible",null,"2009-07-14",null,"Solar Thermal","Flat Plate Collector","Worcester Solar Lifestyle Portrait","Worcester Solar Lifestyle Portrait","Bosch Thermotechnik GmbH","011-7S1610 F","DIN CERTCO"]
["ü Eligible",null,"2009-07-14",null,"Solar Thermal","Flat Plate Collector","Worcester Solar Lifestyle Portrait","Worcester Solar Lifestyle Portrait","Bosch Thermotechnik GmbH","011-7S1610-F","DIN CERTCO"]
["ü Eligible",null,"2012-08-01",null,"Solar Thermal","Flat Plate Collector","Worcester Solar Lito","Worcester Solar Lito","Bosch Thermotechnik GmbH","011-7S1926 F","DIN CERTCO"]
["ü Eligible",null,"2012-08-01",null,"Solar Thermal","Flat Plate Collector","Worcester Solar Lito mini","Worcester Solar Lito mini","Bosch Thermotechnik GmbH","011-7S1928 F","DIN CERTCO"]
["ü Eligible",null,"2011-09-27",null,"Solar Thermal","Flat Plate Collector","Worcester Solar-Lito","Worcester Solar-Lito","Bosch Thermotechnik GmbH","011-7S1713 F","DIN CERTCO"]
["ü Eligible",null,"2009-07-14",null,"Solar Thermal","Flat Plate Collector","Worcester Solar-Lito mini","Worcester Solar-Lito mini","Bosch Thermotechnik GmbH","011-7S1712 F","DIN CERTCO",null,null,null,null,null,null,null,null,3.2770426295354769,3.3052907761315957,0,0,0,0,0,0,0,0,0,0,0,"Yes"]
["ü Eligible",null,"2009-07-15",null,"Solar Thermal","Flat Plate Collector","WSK 26, WSK 26 Q, WSK 23, WSK 23 Q","WSK 26, WSK 26 Q, WSK 23, WSK 23 Q","Eisenbeiss Solar AG","011-7S882 F","DIN CERTCO"]
["ü Eligible",null,"2009-07-15",null,"Solar Thermal","Flat Plate Collector","WTS-F1 K1/K2","WTS-F1 K1/K2","Weishaupt GmbH","011-7S094 F","DIN CERTCO"]
["ü Eligible",null,"2009-07-15",null,"Solar Thermal","Flat Plate Collector","WTS-F1 K3, WTS-F1 K4","WTS-F1 K3, WTS-F1 K4","Weishaupt GmbH","011-7S330 F","DIN CERTCO"]
["ü Eligible",null,"2009-07-14",null,"Solar Thermal","Flat Plate Collector","WTS-F2 K4, WTS-F2 K3*","WTS-F2 K4, WTS-F2 K3*","Weishaupt GmbH","011-7S1271 F","DIN CERTCO"]
["ü Eligible",null,"2009-07-14",null,"Solar Thermal","Flat Plate Collector","Wunder ALS 1808, Wunder ALS 2108 , Wunder ALS 2510","Wunder ALS 1808, Wunder ALS 2108 , Wunder ALS 2510","Solimpeks Solar Energy Corp.","011-7S2248 F","DIN CERTCO"]
["ü Eligible",null,"2012-06-05",null,"Solar Thermal","Flat Plate Collector","Wunder ALS 1809, Wunder ALS 2110*, Wunder ALS 2512","Wunder ALS 1809, Wunder ALS 2110*, Wunder ALS 2512","Solimpeks Solar Energy Corp.","011-7S1941 F","DIN CERTCO"]
["ü Eligible",null,"2012-10-04",null,"Solar Thermal","Flat Plate Collector","Wunder ALS 2108 DRAIN , Wunder ALS 2510 DRAIN","Wunder ALS 2108 DRAIN , Wunder ALS 2510 DRAIN","Solimpeks Solar Energy Corp.","011-7S2021 F","DIN CERTCO"]
["ü Eligible",null,"2014-07-17",null,"Solar Thermal","Flat Plate Collector","Wunder ALS 4014, Wunder ALS 2514","Wunder ALS 4014, Wunder ALS 2514","Solimpeks Solar Energy Corp.","129BN/0","ICIM"]
["ü Eligible",null,"2014-09-16",null,"Solar Thermal","Flat Plate collector","WUNDER ANP 1808, WUNDER ANP 2108, WUNDER ANP 2510, WUNDER ANP 2710","WUNDER ANP 1808, WUNDER ANP 2108, WUNDER ANP 2510, WUNDER ANP 2710","Solimpeks Solar Energy Corp.","011-7S2313 F","DIN CERTCO"]
["ü Eligible",null,"2011-05-20",null,"Solar Thermal","Flat Plate Collector","Wunder ANSG 2510, Wunder ANSG 2108, Wunder ANSG 1808","Wunder ANSG 2510, Wunder ANSG 2108*, Wunder ANSG 1808","Solimpeks Solar Energy Corp.","011-7S2322 F","DIN CERTCO"]
["ü Eligible",null,"2011-05-20",null,"Solar Thermal","Flat Plate Collector","Wunder CLS 1808   Wunder CLS 2008*   Wunder CLS 2108*   Wunder CLS 2509*   Wunder CLS 2510   Wunder CLS 2611*","Wunder CLS 1808   Wunder CLS 2008*   Wunder CLS 2108*   Wunder CLS 2509*   Wunder CLS 2510   Wunder CLS 2611*","Solimpeks Solar Energy Corp.","011-7S2348 F","DIN CERTCO"]
["ü Eligible",null,"2009-07-14",null,"Solar Thermal","Flat Plate Collector","Wunder CLS 4014","Wunder CLS 4014","Solimpeks Solar Energy Corp.","072BN/0","ICIM"]
["ü Eligible",null,"2009-07-14",null,"Solar Thermal","Flat Plate Collector","Wunder CLS Drain 2108","Wunder CLS Drain 2108","Solimpeks Solar Energy Corp.","011-7S1199 F","DIN CERTCO"]
["ü Eligible",null,"2009-07-14",null,"Solar Thermal","Flat Plate Collector","Wunder CLS Drain 2510","Wunder CLS Drain 2510","Solimpeks Solar Energy Corp.","011-7S1218 F","DIN CERTCO"]
["ü Eligible",null,"2009-07-15",null,"Solar Thermal","Flat Plate Collector","WUNDER CLSF 2510 WUNDER CLSF 2108 WUNDER CLSF 2008 WUNDER CLSF 1808","WUNDER CLSF 2510 WUNDER CLSF 2108 WUNDER CLSF 2008 WUNDER CLSF 1808","Solimpeks Solar Energy Corp.","011-7S936 F","DIN CERTCO"]
["ü Eligible",null,"2009-07-14",null,"Solar Thermal","Flat Plate Collector","Wunder CLSH 1808 , Wunder CLSH 2008, Wunder CLSH 2108, Wunder CLSH 2510","Wunder CLSH 1808 , Wunder CLSH 2008, Wunder CLSH 2108, Wunder CLSH 2510","Solimpeks Solar Energy Corp.","011-7S1220 F","DIN CERTCO"]
["ü Eligible",null,"2009-07-15",null,"Solar Thermal","Flat Plate Collector","WUNDER CNP1808, WUNDER CNP 2008*, WUNDER CNP 2108*, WUNDER CNP 2510","WUNDER CNP1808, WUNDER CNP 2008*, WUNDER CNP 2108*, WUNDER CNP 2510","Solimpeks Solar Energy Corp.","011-7S480 F","DIN CERTCO"]
["ü Eligible",null,"2014-07-17",null,"Solar Thermal","Flat Plate Collector","XP 2.5-1V, XP 2.5-1H","XP 2.5-1V, XP 2.5-1H","Ariston Thermo SpA","011-7S2359 F","DIN CERTCO"]
["ü Eligible",null,"2009-07-15",null,"Solar Thermal","Flat Plate Collector","XtraSOL 230 l, 230 Q, 230","XtraSOL 230 l, 230 Q, 230","Pfeiffer & May Grosshandel AG","011-7S646 F","DIN CERTCO"]
["ü Eligible",null,"2009-07-15",null,"Solar Thermal","Flat Plate Collector","Zelios CF 2.0, CF 2.0.A3P, CF 2.0.A4L, CF 2.0.A3L","Zelios CF 2.0, CF 2.0.A3P, CF 2.0.A4L, CF 2.0.A3L","Ariston Thermo SpA","019BN/0","ICIM"]
["ü Eligible",null,"2012-06-19",null,"Solar Thermal","Flat Plate Collector","ZELIOS VN 2.2","ZELIOS VN 2.2","Ariston Thermo SpA","102BN/0","ICIM"]
["ü Eligible",null,"2009-07-15",null,"Solar Thermal","Flat Plate Collector","ZEM-200","ZEM-200","ZEM SOLAR GmbH","011-7S325 F","DIN CERTCO"]
["ü Eligible",null,"2009-07-15",null,"Solar Thermal","Flat Plate Collector","ZEN H/V 1400, H/S/V 2800, S/H 4200, V 5600,  V 7000, V 8400","ZEN H/V 1400, H/S/V 2800, S/H 4200, V 5600,  V 7000, V 8400","Zen International BV","011-7S439 F","DIN CERTCO"]
["ü Eligible",null,"2011-06-03","2018-02-11","Solar Thermal","Flat Plate Collector","Zenith Solar Thermal Flat Plate on Tile Collector","Zenith Solar Thermal Flat Plate on Tile Collector","Vokera Ltd.","BBA 0090/01","BBA"]
["ü Eligible",null,"2012-05-09","2018-01-06","Solar Thermal","Flat Plate Collector","ZERO CARBON FUTURE SOLARIS T2","ZERO CARBON FUTURE SOLARIS T2","Zero Carbon Future Ltd.","011-7S1903 F","DIN CERTCO"]
["ü Eligible",null,"2009-07-14",null,"Solar Thermal","Flat Plate Collector","ZEWO-SOL 200","ZEWO-SOL 200","ZEWOTHERM GmbH","011-7S1201 F","DIN CERTCO",null,null,null,null,null,null,null,null,null,null,null,null,null,null,null,null,null,null,null,null,null,"Yes",null,null,null,"BBA"]
["ü Eligible",null,"2009-07-14",null,"Solar Thermal","Flat Plate Collector","ZEWO-SOL 300 PREMIUM","ZEWO-SOL 300 PREMIUM","ZEWOTHERM GmbH","011-7S1202 F","DIN CERTCO"]
["ü Eligible",null,"2012-03-28",null,"Solar Thermal","Flat Plate Collector","ZHS/200, ZHS/250","ZHS/200, ZHS/250","Zantia - Climatização, S.A.","011-7S1205 F","DIN CERTCO"]
["ü Eligible",null,"2009-07-14",null,"Solar Thermal","Flat Plate Collector","ZHS/234","ZHS/234","Zantia - Climatização, S.A.","011-7S1206 F","DIN CERTCO"]
["ü Eligible",null,"2012-08-07",null,"Solar Thermal","Flat Plate Collector","ZNHP-G/0.7-T/L-HG-2.18-10","ZNHP-G/0.7-T/L-HG-2.18-10","Zhenenghe (Shanghai) Solar Energy Equipment Co.,Ltd.","011-7S1977 F","DIN CERTCO"]
["ü Eligible",null,"2009-07-14",null,"Solar Thermal","Flat Plate Collector","ZSOLEX","ZSOLEX","Zocchi Group S.r.l","091BN/0","ICIM"]
["ü Eligible",null,"2012-02-17","2018-01-06","Solar Thermal","Flat Plate Collector","ZWSol - senkrecht","ZWSol - senkrecht","ZWS - Zukunftsorientierte Wärmesysteme GmbH","011-7S1822 F","DIN CERTCO"]
["ü Eligible",null,"2012-02-17","2018-01-06","Solar Thermal","Flat Plate Collector","ZWSol - waagerecht","ZWSol - waagerecht","ZWS - Zukunftsorientierte Wärmesysteme GmbH","011-7S1823 F","DIN CERTCO"]
["ü Eligible",null,"2009-07-14",null,"Solar Thermal","Flat Plate System","CF 2.0.A3P; CF 2.0.A4L; CF 2.0.A3L","CF 2.0.A3P; CF 2.0.A4L; CF 2.0.A3L","Ariston Thermo SpA","014BN/1","ICIM"]
["ü Eligible",null,"2014-07-25",null,"Solar thermal","Flate Plate Collector","EcoSolar CF5  -(H/-) (R/-) (N/-) (P/-) (1/-) ","EcoSolar CF5  -(H/-) (R/-) (N/-) (P/-) (1/-) ","Bongioanni Caldaie S.r.l.","KIP-084876-01","Kiwa"]
["ü Eligible",null,"2014-07-31",null,"Solar thermal","Flate Plate Collector","Elioram","Elioram","FEA R.r.l.","KIP-084288-01","Kiwa"]
["ü Eligible",null,"2014-07-31",null,"Solar thermal","Flate Plate Collector","Isofea","Isofea","FEA R.r.l.","KIP-084287/01","Kiwa"]
["ü Eligible",null,"2014-09-08",null,"Solar thermal","Flate Plate Collector","OP-V2, OP-V2.3, OP-V2.5","OP-V2, OP-V2.3, OP-V2.5","Openplus, Lda","PSK-019/2014","Certif"]
["ü Eligible",null,"2014-12-12",null,"Solar Thermal","Flate Plate Collector","SF100-05-SH","SF100-05-SH","Savo-Solar Oy","PSK-027/2014","Certif"]
["ü Eligible",null,"2014-08-05","2017-06-15","Solar thermal","Flate Plate Collector","SIP403023","SIP403023","CGA Technologies S.r.l.","KIP-084311-01","Kiwa"]
["ü Eligible",null,"2014-09-08",null,"Solar thermal","Flate Plate Collector","SP-V2, SP-V2.3, SP-V2.5","SP-V2, SP-V2.3, SP-V2.5","Solar Project, LDA","PSK-020/2014","Certif"]
["ü Eligible",null,"2014-08-05","2017-06-15","Solar thermal","Flate Plate Collector","ST404251","ST404251","CGA Technologies S.r.l.","KIP-084312-01","Kiwa"]
["ü Eligible",null,"2014-08-04",null,"Solar thermal","Flate Plate Collector","Superline M USB","Superline M USB","Ezinc Metal San. Tic. A.S.","PSK-018/2014","Certif"]
["ü Eligible",null,"2014-08-04",null,"Solar thermal","Flate Plate Collector","Superline XL-1 FSB","Superline XL-1 FSB","Ezinc Metal San. Tic. A.S.","PSK-017/2014","Certif"]
["û Ineligible",null,"2012-05-18",null,"Solar Thermal","Non-covered, Tracked, Concentrating Collector","LinearSpiegel","LinearSpiegel","isomorph Deutschland GmbH","011-7S1918 C","DIN CERTCO","Ineligible collector type: only liquid filled flat plate or evacuated tube solar collectors are eligible"]
["û Ineligible",null,"2012-09-03",null,"Solar Thermal","Non-covered, Tracked, Concentrating Collector","LinearSpiegel","LinearSpiegel","steep GmbH","011-7S2016 C","DIN CERTCO","Ineligible collector type: only liquid filled flat plate or evacuated tube solar collectors are eligible"]
["û Ineligible",null,"2012-05-29",null,"Solar Thermal","Parabolic Trough Collector","IT.collect","IT.collect","Dr. Vetter GmbH","011-7S1938 C","DIN CERTCO","Ineligible collector type: only liquid filled flat plate or evacuated tube solar collectors are eligible"]
["û Ineligible",null,"2009-07-15",null,"Solar Thermal","Partially Transparent facade collector","H-732, H-1292, H-1432","H-732, H-1292, H-1432","ROBIN SUN","011-7S918 F","DIN CERTCO","Ineligible collector type: only liquid filled flat plate or evacuated tube solar collectors are eligible"]
["û Ineligible",null,"2014-05-30",null,"Solar Thermal","PVT","DG-01 PV-T","DG-01 PV-T","Natural Technology Developments Ltd","INT ST21474","Intertek","Ineligible collector type: solar panels that generate electricity, including photovoltaic thermal, are ineligible"]
["û Ineligible",null,"2014-07-31",null,"Solar Thermal","PVT","HM 1000 Mono Black","HM 1000 Mono Black","PA-ID Process GmbH","011-7S2303 P","DIN CERTCO","Ineligible collector type: solar panels that generate electricity, including photovoltaic thermal, are ineligible"]
["û Ineligible",null,"2014-06-02",null,"Solar Thermal","PVT","Solar Angel","DG-01 PV-T","Natural Technology Developments Ltd","INT ST21474/1","Intertek","Ineligible collector type: solar panels that generate electricity, including photovoltaic thermal, are ineligible"]
["û Ineligible",null,"2013-06-18",null,"Solar Thermal","PVT Collector","ANAF PV Solar Collector (PVT)","H NRG PVT 230W","ANAF S.p.A.","BSI KM 567725/2","BSI","Ineligible collector type: solar panels that generate electricity, including photovoltaic thermal, are ineligible"]
["û Ineligible",null,"2011-08-03",null,"Solar Thermal","PVT Collector","FT230Cs, FT220Cs, FT225Cs, FT235Cs, FT240Cs, FT245Cs, FT250Cs.","FT230Cs, FT220Cs, FT225Cs, FT235Cs, FT240Cs, FT245Cs, FT250Cs.","Fototherm S.r.l.","084BN/0","ICIM","Ineligible collector type: solar panels that generate electricity, including photovoltaic thermal, are ineligible"]
["û Ineligible",null,"2012-12-20",null,"Solar Thermal","PVT Collector","FT235AL, FT240AL, FT245AL, FT250AL, FT255AL, FT260AL, FT265AL","FT235AL, FT240AL, FT245AL, FT250AL, FT255AL, FT260AL, FT265AL","Fototherm S.r.l.","109BN/0","ICIM","Ineligible collector type: solar panels that generate electricity, including photovoltaic thermal, are ineligible"]
["û Ineligible",null,"2013-09-02",null,"Solar Thermal","PVT Collector","PIK® Kombi Solar Modul","PIK® Kombi Solar Modul","Poly Solar Solutions AG","011-7S2237 F","DIN CERTCO","Ineligible collector type: solar panels that generate electricity, including photovoltaic thermal, are ineligible"]
["û Ineligible",null,"2012-05-21",null,"Solar Thermal","PVT Collector","PVT MO250ABPA","PVT MO250ABPA","ABCD International","PSK-027/2012","CERTIF","Ineligible collector type: solar panels that generate electricity, including photovoltaic thermal, are ineligible"]
["û Ineligible",null,"2012-05-21",null,"Solar Thermal","PVT Collector","PVT MO250ABPO","PVT MO250ABPO","ABCD International","PSK-026/2012","CERTIF","Ineligible collector type: solar panels that generate electricity, including photovoltaic thermal, are ineligible"]
["û Ineligible",null,"2014-05-29",null,"Solar Thermal","PVT Collector","PVTHERMIN140CN, PVTHERMIN10CNK, PVTHERMIN190CN,  PVTHERMAUF140CN, PVTHERMAUF190CN,  PVTHERMAUFE19,...","PVTHERMIN140CN, PVTHERMIN10CNK, PVTHERMIN190CN,  PVTHERMAUF140CN, PVTHERMAUF190CN,  PVTHERMAUFE19,...","Solator C.Bösch GmbH","011-7S2354 P","DIN CERTCO","Ineligible collector type: solar panels that generate electricity, including photovoltaic thermal, are ineligible"]
["û Ineligible",null,"2014-05-29",null,"Solar Thermal","PVT Collector","Twinsun_230P, Twinsun_235P, Twinsun_240P, Twinsun_245P, Twinsun_250P, Twinsun_255P, Twinsun_260P, Tw...","Twinsun_230P, Twinsun_235P, Twinsun_240P, Twinsun_245P, Twinsun_250P, Twinsun_255P, Twinsun_260P, Tw...","Eclipse Italia S.r.l.","KIP-082867-01","KIWA","Ineligible collector type: solar panels that generate electricity, including photovoltaic thermal, are ineligible"]
["û Ineligible",null,"2012-04-23",null,"Solar Thermal","PVT Collector","VOLTHER","VOLTHER","Solimpeks Solar Energy Corp.","097BN/0","ICIM","Ineligible collector type: solar panels that generate electricity, including photovoltaic thermal, are ineligible"]
["û Ineligible",null,"2012-04-23",null,"Solar Thermal","PVT Collector","VOLTHER PowerVolt","VOLTHER PowerVolt","Solimpeks Solar Energy Corp.","098BN/0","ICIM","Ineligible collector type: solar panels that generate electricity, including photovoltaic thermal, are ineligible"]
["û Ineligible",null,"2011-04-11",null,"Solar Thermal","PVT Collector","Wiosun PV-Therm PVT 180,185,190,195,200","Wiosun PV-Therm PVT 180,185,190,195,200","Solarzentrum Allgau GmbH","011-7S1572 F","DIN CERTCO","Ineligible collector type: solar panels that generate electricity, including photovoltaic thermal, are ineligible"]
["? To be determined",null,"2009-07-15",null,"Solar Thermal","Solar Keymark","ADVANCE 1,8 (18/8 mm, 22/10 mm); ADVANCE 2,5 (18/8 mm, 22/10 mm, 24/12,7 mm)","ADVANCE 1,8 (18/8 mm, 22/10 mm); ADVANCE 2,5 (18/8 mm, 22/10 mm, 24/12,7 mm)","EUROFRED S.A.","011-7S655 F","DIN CERTCO"]
["? To be determined",null,"2009-07-15",null,"Solar Thermal","Solar Keymark","AR10HP70","AR10HP70","Arsolar by Ramark srl","021BN/0","ICIM"]
["? To be determined",null,"2009-07-15",null,"Solar Thermal","Solar Keymark","AR20HP70","AR20HP70","Arsolar by Ramark srl","027BN/0","ICIM"]
["? To be determined",null,"2009-07-15",null,"Solar Thermal","Solar Keymark","CC-A/Fblue, CC-A/Fpremium, BWK 90, CC-A, CC-A/E, CC-A/F Q, CC-A/Max","CC-A/Fblue, CC-A/Fpremium, BWK 90, CC-A, CC-A/E, CC-A/F Q, CC-A/Max","Sunset Energietechnik GmbH","011-7S057 F","DIN CERTCO"]
["? To be determined",null,"2009-07-15",null,"Solar Thermal","Solar Keymark","ECO1","ECO1","D&D snc","053BN/0","ICIM"]
["? To be determined",null,"2009-07-15",null,"Solar Thermal","Solar Keymark","FP 1.5; FP 2.0","FP 1.5; FP 2.0","HELIONAL E. NALBANTIS SONS Co","84/01.19/1","MIRTEC"]
["? To be determined",null,"2009-07-15",null,"Solar Thermal","Solar Keymark","SEM","SEM","Richard Sem Bau","011-7S450 F","DIN CERTCO"]
["? To be determined",null,"2009-07-15",null,"Solar Thermal","Solar Keymark","SFC 1070","SFC 1070","Big Energy slr","007BN/0","ICIM"]
["? To be determined",null,"2009-07-15",null,"Solar Thermal","Solar Keymark","SFC 2070","SFC 2070","Big Energy slr","025BN/0","ICIM"]
["? To be determined",null,"2009-07-15",null,"Solar Thermal","Solar Keymark","Solarjack SJ3478V SJ3078V","Solarjack SJ3478V SJ3078V","Siderjack S.r.l.","052BN/0","ICIM"]
["? To be determined",null,"2009-07-15",null,"Solar Thermal","Solar Keymark","SPO15","SPO15","PLEION s.r.l.","011-7S1036 F","DIN CERTCO"]
["ü Eligible",null,"2014-09-26",null,"Solar thermal","Tube Collector","JDL-9CPC-58/1800","JDL-9CPC-58/1800","Zhejiang Jiadele Solar Energy Co., Ltd.","SP SC0747-14","SP"]
["û Ineligible",null,"2011-08-11",null,"Solar Thermal","Unglazed collector","HC-40","HC-40","Magen Eco-Energy","011-7S1678 F","DIN CERTCO","Ineligible collector type: only liquid filled flat plate or evacuated tube solar collectors are eligible"]
["û Ineligible",null,"2012-02-03",null,"Solar Thermal","Unglazed collector","Kollektor AS","Kollektor AS","ENERGIE SOLAIRE S.A.","011-7S1840 F","DIN CERTCO","Ineligible collector type: only liquid filled flat plate or evacuated tube solar collectors are eligible"]
["û Ineligible",null,"2009-07-15",null,"Solar Thermal","Unglazed collector","Solardach AS","Solardach AS","ENERGIE SOLAIRE S.A.","011-7S677 F","DIN CERTCO","Ineligible collector type: only liquid filled flat plate or evacuated tube solar collectors are eligible"]
["û Ineligible",null,"2011-04-14",null,"Solar Thermal","Unglazed collector","STR-40","STR-40","Magen Eco-Energy","011-7S1578 F","DIN CERTCO","Ineligible collector type: only liquid filled flat plate or evacuated tube solar collectors are eligible"]
["û Ineligible",null,"2009-08-19",null,"Solar Thermal","Unglazed collector","Thermodynamic solar panel","Thermodynamic solar panel","Energie est, Lda.","011-7S888 F","DIN CERTCO","Ineligible technology type: thermodynamic solar thermal panels are not an eligible technology"]
["û Ineligible",null,"2011-10-31",null,"Solar Thermal","Unglazed collector","Thermoslate TSV6","Thermoslate TSV6","Thermochip S.L.U.","087BN/0","ICIM","Ineligible collector type: only liquid filled flat plate or evacuated tube solar collectors are eligible"]
["û Ineligible",null,"2011-02-17",null,"Solar Thermal","Unglazed collector","thermostate","thermostate","Thermochip S.L.U.","011-7S1431 F","DIN CERTCO","Ineligible collector type: only liquid filled flat plate or evacuated tube solar collectors are eligible"]
["? To be determined",null,"2014-09-16",null,"Solar Thermal","Unknown","AA 950, AA 1200","AA 950, AA 1200","TANSUG MAKiNA SAN. VE TIC. LTD. STI","PSK-004/2014","CERTIF"]
["? To be determined",null,"2014-09-16",null,"Solar Thermal","Unknown","AES 1200","AES 1200","TANSUG MAKiNA SAN. VE TIC. LTD. STI","PSK-003/2014","CERTIF"]
["? To be determined",null,"2009-07-14",null,"Solar Thermal","Unknown","COPA SolAL 21, COPA SolAL 25","COPA SolAL 21, COPA SolAL 25","COPA HEIZUNG GmbH","011-7S2249 F","DIN CERTCO"]
["? To be determined",null,"2014-07-17",null,"Solar Thermal","Unknown","KS IDK","KS IDK","KÖNIGSOLAR","011-7S2362 F","DIN CERTCO"]
["? To be determined",null,"2009-07-14",null,"Solar Thermal","Unknown","THL20ASP","THL20ASP","Energie del Sole s.a.","094BN/0","ICIM"]
["ü Eligible",null,"2011-05-20",null,"Solar Thermal System","Evacuated Tube Collector","160SH-8TF","160SH-8TF","Beijing Sunda Solar Energy Technology Co. Ltd.","011-7S1829 A","DIN CERTCO"]
["ü Eligible",null,"2011-05-20",null,"Solar Thermal System","Evacuated Tube Collector","Amordad AM-Termosol-15R, Amordad AM-Termosol-20R, Amordad AM-Termosol-24R, Amordad AM-Termosol-30R,","Amordad AM-Termosol-15R, Amordad AM-Termosol-20R, Amordad AM-Termosol-24R, Amordad AM-Termosol-30R,","Amordad Holdings S.L.","SP SC0920-13","SP"]
["ü Eligible",null,"2011-05-20",null,"Solar Thermal System","Evacuated Tube Collector","AquaSystem 2 x CPC 14 Star azzurro","AquaSystem 2 x CPC 14 Star azzurro","Ritter Solar GmbH","011-7S316 A","DIN CERTCO"]
["ü Eligible",null,"2011-05-20",null,"Solar Thermal System","Evacuated Tube Collector","AquaSystem CPC 32 Allstar","AquaSystem CPC 32 Allstar","Ritter Solar GmbH","011-7S432 A","DIN CERTCO"]
["ü Eligible",null,"2011-05-20",null,"Solar Thermal System","Evacuated Tube Collector","Free-CSP-300L","Free-CSP-300L","Taizhou Free-energy development Co., Ltd.","011-7S2096 A","DIN CERTCO"]
["ü Eligible",null,"2011-05-20",null,"Solar Thermal System","Evacuated Tube Collector","FREE-XT-200L218","FREE-XT-200L218","Taizhou Free-energy development Co., Ltd.","011-7S911 A","DIN CERTCO"]
["ü Eligible",null,"2011-05-20",null,"Solar Thermal System","Evacuated Tube Collector","FREE-XT-300L236","FREE-XT-300L236","Taizhou Free-energy development Co., Ltd.","011-7S912 A","DIN CERTCO"]
["ü Eligible",null,"2011-05-20",null,"Solar Thermal System","Evacuated Tube Collector","FREE-XT-400L254","FREE-XT-400L254","Taizhou Free-energy development Co., Ltd.","011-7S913 A","DIN CERTCO"]
["ü Eligible",null,"2011-05-20",null,"Solar Thermal System","Evacuated Tube Collector","HARK-VRK-58/1800-12-C, HARK-VRK-58/1800-15-C, HARK-VRK-58/1800-18-C, HARK-VRK-58/1800-20-C, HARK-VRK-58/1800-22-C, HARK-VRK-58/1800-24-C, HARK-VRK-58/1800-30-C","HARK-VRK-58/1800-12-C, HARK-VRK-58/1800-15-C, HARK-VRK-58/1800-18-C, HARK-VRK-58/1800-20-C, HARK-VRK-58/1800-22-C, HARK-VRK-58/1800-24-C, HARK-VRK-58/1800-30-C","Hark GmbH & Co. KG","SP SC0533-13","SP"]
["ü Eligible",null,"2011-05-20",null,"Solar Thermal System","Evacuated Tube Collector","HY-CY-1858-18, HY-CY-1858-24","HY-CY-1858-18, HY-CY-1858-24","Jiangsu Huayang Solar Energy Co., Ltd","011-7S1351 A","DIN CERTCO",null,null,null,null,null,null,null,null,null,null,null,null,null,null,null,null,null,null,null,null,null,null,null,null,null,"BRE","YES"]
["ü Eligible",null,"2011-05-20",null,"Solar Thermal System","Evacuated Tube Collector","INERTIAL FLUX IF-150, INERTIAL FLUX IF-260, INERTIAL FLUX IF-380","INERTIAL FLUX IF-150, INERTIAL FLUX IF-260, INERTIAL FLUX IF-380","CMG Solari di Giannelli Mario","110BN/0","ICIM"]
["ü Eligible",null,"2014-09-16",null,"Solar Thermal System","Evacuated Tube Collector","JSH2-200-24, JSH2-300-36, JSH2-400-48, JSH2-500-60","JSH2-200-24, JSH2-300-36, JSH2-400-48, JSH2-500-60","Jiaxing Jinyi Solar Energy Technology Co., Ltd","SP SC0011-14","SP"]
["ü Eligible",null,"2014-09-16",null,"Solar Thermal System","Evacuated Tube Collector","JX-PHP-58/1800/20, JX-PHP-58/1800/24, JX-PHP-58/1800/30","JX-PHP-58/1800/20, JX-PHP-58/1800/24, JX-PHP-58/1800/30","Haining Jixiang Solar Energy Co., Ltd.","SP SC0582-14","SP"]
["ü Eligible",null,"2011-05-20",null,"Solar Thermal System","Evacuated Tube Collector","MHP-58/20","MHP-58/20","Changzhou He Jia Solar Energy Co., Ltd.","011-7S1433 A","DIN CERTCO"]
["ü Eligible",null,"2011-05-20",null,"Solar Thermal System","Evacuated Tube Collector","MHP-58/26","MHP-58/26","Changzhou He Jia Solar Energy Co., Ltd.","011-7S1434 A","DIN CERTCO"]
["ü Eligible",null,"2011-05-20",null,"Solar Thermal System","Evacuated Tube Collector","NCST-P150L, NCST-P200L, NCST-P300L","NCST-P150L, NCST-P200L, NCST-P300L","Changzhou Xinwang Green Energy Co., Ltd.","011-7S1760 A","DIN CERTCO"]
["ü Eligible",null,"2011-05-20",null,"Solar Thermal System","Evacuated Tube Collector","Omnisol FK3","Omnisol FK3","OMNI-TERM BVBA","011-7S2131 A","DIN CERTCO"]
["ü Eligible",null,"2011-05-20",null,"Solar Thermal System","Evacuated Tube Collector","ONS-IP-18","ONS-IP-18","Haining Oupairineng Solar Water Heater Co., Ltd","011-7S2293 A","DIN CERTCO"]
["ü Eligible",null,"2011-05-20",null,"Solar Thermal System","Evacuated Tube Collector","ONS-IP-24","ONS-IP-24","Haining Oupairineng Solar Water Heater Co., Ltd","011-7S2294 A","DIN CERTCO"]
["ü Eligible",null,"2011-05-20",null,"Solar Thermal System","Evacuated Tube Collector","Q-B-J-2-175/2.33/0.6","Q-B-J-2-175/2.33/0.6","SUNSHORE SOLAR ENERGY CO.,LTD.","011-7S993 A","DIN CERTCO"]
["ü Eligible",null,"2011-05-20",null,"Solar Thermal System","Evacuated Tube Collector","SB-1800/58-20, SB-1800/58-24, SB-1800/58-30, SB-1800/58-2/20","SB-1800/58-20, SB-1800/58-24, SB-1800/58-30, SB-1800/58-2/20","Changzhou Blueclean Solar Energy Co., Ltd.","011-7S1835 A","DIN CERTCO"]
["ü Eligible",null,"2011-05-20",null,"Solar Thermal System","Evacuated Tube Collector","SZ58/1800-12, SZ58/1800-14, SZ58/1800-16, \nSZ58/1800-18, SZ58/1800-20, SZ58/1800-24, \nSZ58/1800-30","SZ58/1800-12, SZ58/1800-14, SZ58/1800-16, \nSZ58/1800-18, SZ58/1800-20, SZ58/1800-24, \nSZ58/1800-30","Jiangsu Micoe Solar Energy Co., Ltd.","011-7S2251 A","DIN CERTCO"]
["ü Eligible",null,"2011-05-20",null,"Solar Thermal System","Evacuated Tube Collector","SZ58/1800-15HE, SZ58/1800-20HE, SZ58/1800-24HE, SZ58/1800-30HE","SZ58/1800-15HE, SZ58/1800-20HE, SZ58/1800-24HE, SZ58/1800-30HE","Jiangsu Micoe Solar Energy Co., Ltd.","SP SC0895-12","SP"]
["ü Eligible",null,"2011-05-20",null,"Solar Thermal System","Evacuated Tube Collector","SZ58/1800-15HP, SZ58/1800-20HP, SZ58/1800-30HP","SZ58/1800-15HP, SZ58/1800-20HP, SZ58/1800-30HP","Jiangsu Micoe Solar Energy Co., Ltd.","SP SC1397-13","SP"]
["ü Eligible",null,"2011-05-20",null,"Solar Thermal System","Evacuated Tube Collector","TZ47/1500-20c","TZ47/1500-20c","Jiangsu Sunrain solar energy co., ltd","011-7S930 A","DIN CERTCO"]
["ü Eligible",null,"2011-05-20",null,"Solar Thermal System","Evacuated Tube Collector","TZ58/1800-12, TZ58/1800-14, TZ58/1800-16, TZ58/1800-18 \nTZ58/1800-20, TZ58/1800-24, TZ58/1800-30","TZ58/1800-12, TZ58/1800-14, TZ58/1800-16, TZ58/1800-18 \nTZ58/1800-20, TZ58/1800-24, TZ58/1800-30","Jiangsu Sunrain solar energy co., ltd","011-7S2047 A","DIN CERTCO"]
["ü Eligible",null,"2011-05-20",null,"Solar Thermal System","Evacuated Tube Collector","TZ58/1800-15C, TZ58/1800-20C, TZ58/1800-30C","TZ58/1800-15C, TZ58/1800-20C, TZ58/1800-30C","Jiangsu Sunrain solar energy co., ltd","SP SC1394-13","SP",null,null,null,null,null,null,null,null,2.8318946064419688,2.8156458728132581,0,0,0,0,0,0,0,0,0,0,0,"Yes",null,null,null,"Kiwa","NO","Missing modulating and min output"]
["ü Eligible",null,"2011-05-20",null,"Solar Thermal System","Evacuated Tube Collector","TZ58/1800-15E, TZ58/1800-20E, TZ58/1800-24E, TZ58/1800-30E","TZ58/1800-15E, TZ58/1800-20E, TZ58/1800-24E, TZ58/1800-30E","Jiangsu Sunrain solar energy co., ltd","SP SC0563-12","SP"]
["ü Eligible",null,"2011-05-20",null,"Solar Thermal System","Evacuated Tube Collector","Vitosol 222-T BS2A-80L","Vitosol 222-T BS2A-80L","Viessmann Ltd.","011-7S2339 A","DIN CERTCO"]
["ü Eligible",null,"2011-05-20",null,"Solar Thermal System","Evacuated Tube Collector","Vitosol 222-TS","Vitosol 222-TS","Viessmann Ltd.","011-7S1528 A","DIN CERTCO"]
["ü Eligible",null,"2011-05-20",null,"Solar Thermal System","Evacuated Tube Collector","Z 1.9/59-20","Z 1.9/59-20","Zantia - Climatização, S.A.","011-7S1681 A","DIN CERTCO"]
["ü Eligible",null,"2011-11-03",null,"Solar Thermal System","Evacuated Tube System","FKA-47/1500-20C","FKA-47/1500-20C","IES-Rudert (Asia) Limited","011-7S1772 A","DIN CERTCO"]
["ü Eligible",null,"2009-07-14",null,"Solar Thermal System","Evacuated Tube System","SOLAR FLAME \n120ABL/150, 120ABL/182, 120ABL/200, \n150ABL/150, 150ABL182, 150ABL200, 150ABL237, 150ABL300, \n200ABL200, 200ABL237, 200ABL300, 200ABL400, 200ABL364, \n300ABL300, 300ABL237, 300ABL364, 300ABL400, 300ABL474, \n300ABL450, 300ABL600","SOLAR FLAME \n120ABL/150, 120ABL/182, 120ABL/200, \n150ABL/150, 150ABL182, 150ABL200, 150ABL237, 150ABL300, \n200ABL200, 200ABL237, 200ABL300, 200ABL400, 200ABL364, \n300ABL300, 300ABL237, 300ABL364, 300ABL400, 300ABL474, \n300ABL450, 300ABL600","PAPAEMMANOUEL S.A.","011-7S1759 A","DIN CERTCO"]
["ü Eligible",null,"2009-07-14",null,"Solar Thermal System","Evacuated Tube System","SP-470/1500-20-C","SP-470/1500-20-C","Jiangsu Sunpower Solar Technology Co., Ltd","011-7S1851 A","DIN CERTCO"]
["ü Eligible",null,"2009-07-14",null,"Solar Thermal System","Evacuated Tube System","SUNIMEX 20C","SUNIMEX 20C","TOTGAS SA","011-7S1533 A","DIN CERTCO"]
["ü Eligible",null,"2009-07-14",null,"Solar Thermal System","Evacuated Tube System","YJXK-58/1800/24/200, YJXK-58/1800/36/300, \nYJXK-58/1800/48/400, YJXK-58/1800/60/500","YJXK-58/1800/24/200, YJXK-58/1800/36/300, \nYJXK-58/1800/48/400, YJXK-58/1800/60/500","SHENZHEN COMMONPRAISE SOLAR CO., LTD","011-7S2015 A","DIN CERTCO"]
["ü Eligible",null,"2011-05-20",null,"Solar Thermal System","Flat Plate Collector","120-1-A200; 150-1-A250; 200-1-A250; 200-1-A270; 200-2-A175; 200-2-A200; 300-2-A200; 300-2-A250","120-1-A200; 150-1-A250; 200-1-A250; 200-1-A270; 200-2-A175; 200-2-A200; 300-2-A200; 300-2-A250","Sole, S.A","PSK-004/2012","CERTIF"]
["ü Eligible",null,"2011-05-20",null,"Solar Thermal System","Flat Plate Collector","120-1-T200, 150-1-T200, 150-1-T250, 200-2-T175,  200-1-T250, 200-1-T270, 300-2-T200, 300-2-T250","120-1-T200, 150-1-T200, 150-1-T250, 200-2-T175,  200-1-T250, 200-1-T270, 300-2-T200, 300-2-T250","Sole, S.A","PSK-034/2013","CERTIF"]
["ü Eligible",null,"2011-05-20",null,"Solar Thermal System","Flat Plate Collector","151, 201, 302, 302S","151, 201, 302, 302S","TANSUG MAKiNA SAN. VE TIC. LTD. STI","PSK-012/2012","CERTIF"]
["ü Eligible",null,"2011-05-20",null,"Solar Thermal System","Flat Plate Collector","2 F 160, 2 F 220, 2 F 280","2 F 160, 2 F 220, 2 F 280","Ferroli S.p.A.","011-7S1800 A","DIN CERTCO"]
["ü Eligible",null,"2014-07-17",null,"Solar Thermal System","Flat Plate Collector","2 FA 160 2 FA 220 2 FA 280","2 FA 160 2 FA 220 2 FA 280","Ferroli S.p.A.","011-7S2377 A","DIN CERTCO"]
["ü Eligible",null,"2011-05-20",null,"Solar Thermal System","Flat Plate Collector","200 BL2 X 4.20 m², 300 BL2 X 5.20 m², 500 BL2 X 6.30 m²","200 BL2 X 4.20 m², 300 BL2 X 5.20 m², 500 BL2 X 6.30 m²","Helioakmi, S.A.","SKM 9916/1","DQS Hellas"]
["ü Eligible",null,"2011-05-20",null,"Solar Thermal System","Flat Plate Collector","A125","A125","SAMMLER solar SA","011-7S737 A","DIN CERTCO"]
["ü Eligible",null,"2011-05-20",null,"Solar Thermal System","Flat Plate Collector","A160","A160","SAMMLER solar SA","011-7S738 A","DIN CERTCO"]
["ü Eligible",null,"2011-05-20",null,"Solar Thermal System","Flat Plate Collector","A168","A168","SAMMLER solar SA","011-7S739 A","DIN CERTCO"]
["ü Eligible",null,"2011-05-20",null,"Solar Thermal System","Flat Plate Collector","A205, A229","A205, A229","SAMMLER solar SA","011-7S740 A","DIN CERTCO"]
["ü Eligible",null,"2011-05-20",null,"Solar Thermal System","Flat Plate Collector","A208, A230","A208, A230","SAMMLER solar SA","011-7S741 A","DIN CERTCO"]
["ü Eligible",null,"2011-05-20",null,"Solar Thermal System","Flat Plate Collector","A305","A305","SAMMLER solar SA","011-7S742 A","DIN CERTCO"]
["ü Eligible",null,"2011-05-20",null,"Solar Thermal System","Flat Plate Collector","A308","A308","SAMMLER solar SA","011-7S743 A","DIN CERTCO"]
["ü Eligible",null,"2011-05-20",null,"Solar Thermal System","Flat Plate Collector","AC160","AC160","WESTFA GmbH","011-7S1180 A","DIN CERTCO"]
["ü Eligible",null,"2011-05-20",null,"Solar Thermal System","Flat Plate Collector","APOLLON 160L/2 m², APOLLON 200L/2,6 m², APOLLON 320L/4 m² \nHYPERION 160L/2 m², HYPERION 200L/2,6 m², \nHYPERION 320L/4 m²","APOLLON 160L/2 m², APOLLON 200L/2,6 m², APOLLON 320L/4 m² \nHYPERION 160L/2 m², HYPERION 200L/2,6 m², \nHYPERION 320L/4 m²","D. Xilinakis & Co.","011-7S1245 A","DIN CERTCO",null,null,null,null,null,null,null,null,null,null,null,null,null,null,null,null,null,null,null,null,null,"Yes",null,null,null,"BBA","NO"]
["ü Eligible",null,"2011-05-20",null,"Solar Thermal System","Flat Plate Collector","Aqua Duo GSm","Aqua Duo GSm","Geres-Asco Sp. z o.o.","078/000203","AENOR"]
["ü Eligible",null,"2011-05-20",null,"Solar Thermal System","Flat Plate Collector","Aqua komfort 300 / E 300, Aqua standard 300 / E 300","Aqua komfort 300 / E 300, Aqua standard 300 / E 300","WESTFA GmbH","011-7S317 A","DIN CERTCO"]
["ü Eligible",null,"2011-05-20",null,"Solar Thermal System","Flat Plate Collector","Ariston Kairos Thermo 150-1; Ariston Kairos Thermo 200-1; Ariston Kairos Thermo 200-2; Ariston Kairos Thermo 300-2","Ariston Kairos Thermo 150-1; Ariston Kairos Thermo 200-1; Ariston Kairos Thermo 200-2; Ariston Kairos Thermo 300-2","Ariston Thermo SpA","057BN/0","ICIM"]
["ü Eligible",null,"2011-05-20",null,"Solar Thermal System","Flat Plate Collector","ARISTON KAIROS THERMO CF 150-1 TT/TR \nARISTON KAIROS THERMO CF 200-1 TT/TR \nARISTON KAIROS THERMO CF 300-2 TT/TR","ARISTON KAIROS THERMO CF 150-1 TT/TR \nARISTON KAIROS THERMO CF 200-1 TT/TR \nARISTON KAIROS THERMO CF 300-2 TT/TR","Ariston Thermo SpA","011-7S2256 A","DIN CERTCO"]
["ü Eligible",null,"2011-05-20",null,"Solar Thermal System","Flat Plate Collector","ARISTON KAIROS THERMO HF 150-1, ARISTON KAIROS THERMO HF 200-1, THERMO HF 200-2, THERMO HF 300-1, ARISTON KAIROS THERMO HF 300-2","ARISTON KAIROS THERMO HF 150-1, ARISTON KAIROS THERMO HF 200-1, THERMO HF 200-2, THERMO HF 300-1, ARISTON KAIROS THERMO HF 300-2","Ariston Thermo SpA","103BN/0","ICIM"]
["ü Eligible",null,"2011-05-20",null,"Solar Thermal System","Flat Plate Collector","AS120HPE, AS150HPE, AS200HPE, AS300HPE","AS120HPE, AS150HPE, AS200HPE, AS300HPE","Astersa Aplicaciones Solares S/A","011-7S1782 A","DIN CERTCO"]
["ü Eligible",null,"2011-05-20",null,"Solar Thermal System","Flat Plate Collector","AS150HP18, AS200HP18, AS300HP18","AS150HP18, AS200HP18, AS300HP18","Astersa Aplicaciones Solares S/A","011-7S1423 A","DIN CERTCO"]
["ü Eligible",null,"2011-05-20",null,"Solar Thermal System","Flat Plate Collector","ASSOS SP-160 (L), SP-200 (L), SP-300 (L)","ASSOS SP-160 (L), SP-200 (L), SP-300 (L)","Solarnet S.A.","OEM 9931/2","DQS Hellas"]
["ü Eligible",null,"2011-05-20",null,"Solar Thermal System","Flat Plate Collector","ASSOS ST 120 Selective, ASSOS ST 160 Selective, ASSOS ST 160M Selective, ASSOS ST 200 Selective, ASSOS ST 300 Selective","ASSOS ST 120 Selective, ASSOS ST 160 Selective, ASSOS ST 160M Selective, ASSOS ST 200 Selective, ASSOS ST 300 Selective","Solarnet S.A.","PSK-106/2012","CERTIF"]
["ü Eligible",null,"2011-05-20",null,"Solar Thermal System","Flat Plate Collector","ASSOS ST160M, ASSOS STA160M, ASSOS ST300","ASSOS ST160M, ASSOS STA160M, ASSOS ST300","Solarnet S.A.","PSK-100/2012","CERTIF"]
["ü Eligible",null,"2011-05-20",null,"Solar Thermal System","Flat Plate Collector","ASSOS ΙΝΟΧ 200 (L), 300 (L)","ASSOS ΙΝΟΧ 200 (L), 300 (L)","Helioakmi, S.A.","SKM 9942/3","DQS Hellas"]
["ü Eligible",null,"2011-05-20",null,"Solar Thermal System","Flat Plate Collector","AST COMPACT 110 INOX, AST COMPACT 150 INOX","AST COMPACT 110 INOX, AST COMPACT 150 INOX","A.S.T. SOLAR INDUSTRY - ATHANASIADIS CHARALAMPOS","SKM 9909/2","DQS Hellas"]
["ü Eligible",null,"2011-05-20",null,"Solar Thermal System","Flat Plate Collector","AST COMPACT 110, AST COMPACT 150","AST COMPACT 110, AST COMPACT 150","A.S.T. SOLAR INDUSTRY - ATHANASIADIS CHARALAMPOS","SKM 9909/1","DQS Hellas"]
["ü Eligible",null,"2011-05-20",null,"Solar Thermal System","Flat Plate Collector","auroSTEP plus 1.150, auroSTEP plus 2.150, \nauroSTEP plus 2.250, auroSTEP plus 2.350, \nauroSTEP plus 3.250, auroSTEP plus 3.350","auroSTEP plus 1.150, auroSTEP plus 2.150, \nauroSTEP plus 2.250, auroSTEP plus 2.350, \nauroSTEP plus 3.250, auroSTEP plus 3.350","Vaillant","011-7S905 A","DIN CERTCO"]
["ü Eligible",null,"2011-05-20",null,"Solar Thermal System","Flat Plate Collector","auroSTEP pro VIH S 150 T","auroSTEP pro VIH S 150 T","Vaillant","011-7S308 A","DIN CERTCO"]
["ü Eligible",null,"2011-05-20",null,"Solar Thermal System","Flat Plate Collector","auroSTEP pro VIH S 200 T","auroSTEP pro VIH S 200 T","Vaillant","011-7S309 A","DIN CERTCO"]
["ü Eligible",null,"2011-05-20",null,"Solar Thermal System","Flat Plate Collector","auroSTEP pro VIH S 300 T","auroSTEP pro VIH S 300 T","Vaillant","011-7S310 A","DIN CERTCO"]
["ü Eligible",null,"2011-05-20",null,"Solar Thermal System","Flat Plate Collector","AUTOCALOR 150","AUTOCALOR 150","Baxi Calefacción S.L.U.","011-7S989 A","DIN CERTCO"]
["ü Eligible",null,"2011-05-20",null,"Solar Thermal System","Flat Plate Collector","BAXI STS 150 B BAXI STS 200-2.0 B BAXI STS 200-2.5 B BAXI STS 300 B","BAXI STS 150 B BAXI STS 200-2.0 B BAXI STS 200-2.5 B BAXI STS 300 B","BDR Thermea Group B.V.","078/000178","AENOR"]
["ü Eligible",null,"2011-05-20",null,"Solar Thermal System","Flat Plate Collector","BAXI STS 150 BAXI STS 200-2.0 BAXI STS 200-2.5 BAXI STS 300","BAXI STS 150 BAXI STS 200-2.0 BAXI STS 200-2.5 BAXI STS 300","BDR Thermea Group B.V.","078/000173","AENOR"]
["ü Eligible",null,"2011-05-20",null,"Solar Thermal System","Flat Plate Collector","Chaffoteaux Zelios Thermo 150-1; Chaffoteaux Zelios Thermo 200-1; Chaffoteaux Zelios Thermo 200-2; Chaffoteaux Zelios Thermo 300-2","Chaffoteaux Zelios Thermo 150-1; Chaffoteaux Zelios Thermo 200-1; Chaffoteaux Zelios Thermo 200-2; Chaffoteaux Zelios Thermo 300-2","Ariston Thermo SpA","058BN/0","ICIM"]
["ü Eligible",null,"2011-05-20",null,"Solar Thermal System","Flat Plate Collector","CHAFFOTEAUX ZELIOS THERMO CF 150-1 TT/TR \nCHAFFOTEAUX ZELIOS THERMO CF 200-1 TT/TR \nCHAFFOTEAUX ZELIOS THERMO CF 300-2 TT/TR","CHAFFOTEAUX ZELIOS THERMO CF 150-1 TT/TR \nCHAFFOTEAUX ZELIOS THERMO CF 200-1 TT/TR \nCHAFFOTEAUX ZELIOS THERMO CF 300-2 TT/TR","Ariston Thermo SpA","011-7S2255 A","DIN CERTCO"]
["ü Eligible",null,"2011-05-20",null,"Solar Thermal System","Flat Plate Collector","CHAFFOTEAUX ZELIOS THERMO HF 150-1,  CHAFFOTEAUX ZELIOS THERMO HF 200-1, CHAFFOTEAUX ZELIOS THERMO HF 200-2,   CHAFFOTEAUX ZELIOS THERMO HF 300-1,  CHAFFOTEAUX ZELIOS THERMO HF 300-2","CHAFFOTEAUX ZELIOS THERMO HF 150-1,  CHAFFOTEAUX ZELIOS THERMO HF 200-1, CHAFFOTEAUX ZELIOS THERMO HF 200-2,   CHAFFOTEAUX ZELIOS THERMO HF 300-1,  CHAFFOTEAUX ZELIOS THERMO HF 300-2","Ariston Thermo SpA","104BN/0","ICIM"]
["ü Eligible",null,"2011-05-20",null,"Solar Thermal System","Flat Plate Collector","CHALMERS 160, CHALMERS 200, CHALMERS 300","CHALMERS 160, CHALMERS 200, CHALMERS 300","Helioakmi, S.A.","SKM/9956","DQS Hellas"]
["ü Eligible",null,"2011-05-20",null,"Solar Thermal System","Flat Plate Collector","CLI 3001 U10, CLI 3001 UK10, TFF 300 0201","CLI 3001 U10, CLI 3001 UK10, TFF 300 0201","VELUX A/S","011-7S1282 A","DIN CERTCO"]
["ü Eligible",null,"2011-05-20",null,"Solar Thermal System","Flat Plate Collector","CLI 5000 M08, MK08, S06, SK06, S08, SK08, U12, UK12, TFF 200, 300, 400 0201","CLI 5000 M08, MK08, S06, SK06, S08, SK08, U12, UK12, TFF 200, 300, 400 0201","VELUX A/S","011-7S1281 A","DIN CERTCO"]
["ü Eligible",null,"2009-07-14",null,"Solar Thermal System","Flat Plate Collector","CLI U12 4000, TFF 300 0201","CLI U12 4000, TFF 300 0201","VELUX A/S","011-7S445 A","Din Certco"]
["ü Eligible",null,"2011-05-20",null,"Solar Thermal System","Flat Plate Collector","CNR 150, CNR 250","CNR 150, CNR 250","Hermann S.r.l.","011-7S1350 A","DIN CERTCO"]
["ü Eligible",null,"2011-05-20",null,"Solar Thermal System","Flat Plate Collector","COMPAC V300 ENAMEL, COMPAC H200 ENAMEL, COMPAC H200S ENAMEL, COMPAC H300 ENAMEL, COMPAC H300S ENAMEL, COMPAC V120 ENAMEL, COMPAC V150 ENAMEL, COMPAC V200S ENAMEL, COMPAC V300S ENAMEL","COMPAC V300 ENAMEL, COMPAC H200 ENAMEL, COMPAC H200S ENAMEL, COMPAC H300 ENAMEL, COMPAC H300S ENAMEL, COMPAC V120 ENAMEL, COMPAC V150 ENAMEL, COMPAC V200S ENAMEL, COMPAC V300S ENAMEL","Delpaso Solar, S.L.","PSK-001/2013","CERTIF"]
["ü Eligible",null,"2011-05-20",null,"Solar Thermal System","Flat Plate Collector","COMPACT 125, COMPACT 160, COMPACT 200,","COMPACT 125, COMPACT 160, COMPACT 200,","Helioakmi, S.A.","SKM 9944","DQS Hellas"]
["ü Eligible",null,"2011-05-20",null,"Solar Thermal System","Flat Plate Collector","CPC STS 150, CPC STS 200, CPC STS 250, CPC STS 300","CPC STS 150, CPC STS 200, CPC STS 250, CPC STS 300","IMS Calefaccion, S.L.","078/000199","AENOR"]
["ü Eligible",null,"2011-05-20",null,"Solar Thermal System","Flat Plate Collector","CPE300PR1-EHP/ID2-O, CPE400PR1-EHP/ID2-O, CPE400PR1-EHP/ID3-O","CPE300PR1-EHP/ID2-O, CPE400PR1-EHP/ID2-O, CPE400PR1-EHP/ID3-O","Sonnenkraft - Solar Systems GmbH","SK 0001","CERTITA"]
["ü Eligible",null,"2011-05-20",null,"Solar Thermal System","Flat Plate Collector","CPE300PR1-EHP/R2-O, CPE400PR1-EHP/R2-O, CPE400PR1-EHP/R3-O","CPE300PR1-EHP/R2-O, CPE400PR1-EHP/R2-O, CPE400PR1-EHP/R3-O","Sonnenkraft - Solar Systems GmbH","SK 0005","CERTITA"]
["ü Eligible",null,"2011-05-20",null,"Solar Thermal System","Flat Plate Collector","CPE300PR2/ID2-O, CPE400PR2/ID2-O, CPE400PR2/ID3-O","CPE300PR2/ID2-O, CPE400PR2/ID2-O, CPE400PR2/ID3-O","Sonnenkraft - Solar Systems GmbH","SK 0002","CERTITA"]
["ü Eligible",null,"2011-05-20",null,"Solar Thermal System","Flat Plate Collector","CPE300PR2/R2-O, CPE400PR2/R2-O, CPE400PR2/R3-O","CPE300PR2/R2-O, CPE400PR2/R2-O, CPE400PR2/R3-O","Sonnenkraft - Solar Systems GmbH","SK 0006","CERTITA"]
["ü Eligible",null,"2011-05-20",null,"Solar Thermal System","Flat Plate Collector","CX 180/1, CX 270/2, CX 300/2, CX 400/2, CX 450/3","CX 180/1, CX 270/2, CX 300/2, CX 400/2, CX 450/3","Solartech Sales & Service Sdn. Bhd.","011-7S2008 A","DIN CERTCO"]
["ü Eligible",null,"2011-05-20",null,"Solar Thermal System","Flat Plate Collector","DD Solar Vesta 150, DD Solar Vesta 250, \nSunrol 150, Sunrol 250","DD Solar Vesta 150, DD Solar Vesta 250, \nSunrol 150, Sunrol 250","Türk Demirdöküm Fab. A.S.","011-7S1143 A","DIN CERTCO"]
["ü Eligible",null,"2011-05-20",null,"Solar Thermal System","Flat Plate Collector","EASY 300/410E, EASY 300/610E, EASY 400/410E, EASY 400/610E, EASY 400/810E","EASY 300/410E, EASY 300/610E, EASY 400/410E, EASY 400/610E, EASY 400/810E","Wagner & Co. Solartechnik GmbH","SK 0007","CERTITA"]
["ü Eligible",null,"2011-05-20",null,"Solar Thermal System","Flat Plate Collector","EASY 300/410H, EASY 300/610H, EASY 400/410H, EASY 400/610H, EASY 400/810H","EASY 300/410H, EASY 300/610H, EASY 400/410H, EASY 400/610H, EASY 400/810H","Wagner & Co. Solartechnik GmbH","SK 0008","CERTITA"]
["ü Eligible",null,"2011-05-20",null,"Solar Thermal System","Flat Plate Collector","EASY 300/410HE (using electric back-up), EASY 300/610HE (using electric back-up), EASY 400/410HE (using electric back-up), EASY 400/610HE (using electric back-up), EASY 400/810HE (using electric back-up)","EASY 300/410HE (using electric back-up), EASY 300/610HE (using electric back-up), EASY 400/410HE (using electric back-up), EASY 400/610HE (using electric back-up), EASY 400/810HE (using electric back-up)","Wagner & Co. Solartechnik GmbH","SK 0009","CERTITA"]
["ü Eligible",null,"2011-05-20",null,"Solar Thermal System","Flat Plate Collector","EASY SOLAR 150","EASY SOLAR 150","ITALTHERM S.r.L.","011-7S1886 A","DIN CERTCO"]
["? To be determined",null,"2009-07-14",null,"Solar Thermal System","Flat Plate Collector","Ecodrainback","Ecodrainback","European Sopro Energies sa (ESE sa)","011-7S1511 A","DIN CERTCO"]
["ü Eligible",null,"2011-05-20",null,"Solar Thermal System","Flat Plate Collector","ECOSET 101/ ASSET 101 ECOSET 201/ ASSET 201 ECOSET 301/ ASSET 301 ECOSET 302/ ASSET 302","ECOSET 101/ ASSET 101 ECOSET 201/ ASSET 201 ECOSET 301/ ASSET 301 ECOSET 302/ ASSET 302","TANSUG MAKiNA SAN. VE TIC. LTD. STI","011-7S2306 A","DIN CERTCO"]
["ü Eligible",null,"2011-05-20",null,"Solar Thermal System","Flat Plate Collector","ECOSOL STS 300 - 25","ECOSOL STS 300 - 25","BDR Thermea Group B.V.","078/000210","AENOR"]
["ü Eligible",null,"2011-05-20",null,"Solar Thermal System","Flat Plate Collector","Edwards L11 Australis, Edwards L32 Australis, Edwards L43 Au","Edwards L11 Australis, Edwards L32 Australis, Edwards L43 Au","Rheem Australia Pty. Ltd.","011-7S1833 A","DIN CERTCO"]
["ü Eligible",null,"2011-05-20",null,"Solar Thermal System","Flat Plate Collector","Edwards LX3052 Titan Series 2","Edwards LX3052 Titan Series 2","Rheem Australia Pty. Ltd.","011-7S027 A","DIN CERTCO"]
["ü Eligible",null,"2011-05-20",null,"Solar Thermal System","Flat Plate Collector","EGLK 120/1.89, EGLK 120/2.05, EGLK 160/2.05, EGLK 160/2.30, EGLK 160/2.58, EGLK 160/3.10, EGLK 200/2.30, EGLK 200/2.58, EGLK 200/3.10, EGLK 200/4.10, EGLK 250/4.10, EGLK 300/4.10, EGLK 300/4.60","EGLK 120/1.89, EGLK 120/2.05, EGLK 160/2.05, EGLK 160/2.30, EGLK 160/2.58, EGLK 160/3.10, EGLK 200/2.30, EGLK 200/2.58, EGLK 200/3.10, EGLK 200/4.10, EGLK 250/4.10, EGLK 300/4.10, EGLK 300/4.60","Cosmosolar Ltd.","SKM 9921/4","DQS Hellas"]
["ü Eligible",null,"2011-05-20",null,"Solar Thermal System","Flat Plate Collector","ELCO SOLARTRON PLUS 150-1,  ELCO SOLARTRON PLUS 200-1, ELCO SOLARTRON PLUS 200-2,  ELCO SOLARTRON PLUS 300-1,     ELCO SOLARTRON PLUS 300-2","ELCO SOLARTRON PLUS 150-1,  ELCO SOLARTRON PLUS 200-1, ELCO SOLARTRON PLUS 200-2,  ELCO SOLARTRON PLUS 300-1,     ELCO SOLARTRON PLUS 300-2","Ariston Thermo SpA","105BN/0","ICIM"]
["ü Eligible",null,"2014-09-16",null,"Solar Thermal System","Flat Plate Collector","EUROSTAR 120-1-A200, EUROSTAR 150-1-A250, EUROSTAR 200-1-A250, EUROSTAR 200-1-A270, EUROSTAR 200-2-A200, EUROSTAR 200-2-A175, EUROSTAR 300-2-A200, EUROSTAR 300-2-A250","EUROSTAR 120-1-A200, EUROSTAR 150-1-A250, EUROSTAR 200-1-A250, EUROSTAR 200-1-A270, EUROSTAR 200-2-A200, EUROSTAR 200-2-A175, EUROSTAR 300-2-A200, EUROSTAR 300-2-A250","Sole, S.A","PSK-015/2014","CERTIF"]
["ü Eligible",null,"2014-09-16",null,"Solar Thermal System","Flat Plate Collector","EUROSTAR 120-1-T200, EUROSTAR 150-1-T200, EUROSTAR 150-1-T250, EUROSTAR 200-1-T270, EUROSTAR 200-1-T250, EUROSTAR 200-2-T175, EUROSTAR 300-2-T200, EUROSTAR 300-2-T250","EUROSTAR 120-1-T200, EUROSTAR 150-1-T200, EUROSTAR 150-1-T250, EUROSTAR 200-1-T270, EUROSTAR 200-1-T250, EUROSTAR 200-2-T175, EUROSTAR 300-2-T200, EUROSTAR 300-2-T250","Sole, S.A","PSK-016/2014","CERTIF"]
["ü Eligible",null,"2011-05-20",null,"Solar Thermal System","Flat Plate Collector","EUROSTAR 150-1-T200","EUROSTAR 150-1-T200","Sole, S.A","011-7S452 A","DIN CERTCO"]
["ü Eligible",null,"2011-05-20",null,"Solar Thermal System","Flat Plate Collector","Eurostar 150-1-T200 150-1-T250 200-1-T270 200-1-T250 200-2-T175 300-2-T200 300-2-T250","Eurostar 150-1-T200 150-1-T250 200-1-T270 200-1-T250 200-2-T175 300-2-T200 300-2-T250","Sole, S.A","PSK-017/2011","CERTIF"]
["ü Eligible",null,"2011-05-20",null,"Solar Thermal System","Flat Plate Collector","EUROSTAR 300-2-T200","EUROSTAR 300-2-T200","Sole, S.A","011-7S454 A","DIN CERTCO"]
["ü Eligible",null,"2011-05-20",null,"Solar Thermal System","Flat Plate Collector","F 160, F 220, F 280","F 160, F 220, F 280","Ferroli S.p.A.","011-7S1529 A","DIN CERTCO"]
["ü Eligible",null,"2011-05-20",null,"Solar Thermal System","Flat Plate Collector","F(A)1/TS 150/FKB","F(A)1/TS 150/FKB","Bosch Thermotechnik GmbH","011-7S415 A","DIN CERTCO"]
["ü Eligible",null,"2011-05-20",null,"Solar Thermal System","Flat Plate Collector","F(A)1/TS 200/FKB","F(A)1/TS 200/FKB","Bosch Thermotechnik GmbH","011-7S416 A","DIN CERTCO"]
["ü Eligible",null,"2011-05-20",null,"Solar Thermal System","Flat Plate Collector","F(A)1/TS 300/FKB","F(A)1/TS 300/FKB","Bosch Thermotechnik GmbH","011-7S417 A","DIN CERTCO"]
["ü Eligible",null,"2011-05-20",null,"Solar Thermal System","Flat Plate Collector","FL150","FL150","Itho daalderop","66999","KIWA"]
["ü Eligible",null,"2012-02-23",null,"Solar Thermal System","Flat Plate Collector","FL150","FL150","Itho daalderop","KIP-083593/01","KIWA"]
["ü Eligible",null,"2011-05-20",null,"Solar Thermal System","Flat Plate Collector","FL150T","FL150T","Itho daalderop","66998","KIWA"]
["ü Eligible",null,"2012-02-23",null,"Solar Thermal System","Flat Plate Collector","FL150T","FL150T","Itho daalderop","KIP-083596/01","KIWA"]
["ü Eligible",null,"2011-05-20",null,"Solar Thermal System","Flat Plate Collector","FS-PSS-200, FS-PSS-300, FS-PSS-400, FS-PSS-500","FS-PSS-200, FS-PSS-300, FS-PSS-400, FS-PSS-500","Guangdong Fivestar Solar Energy Co. Ltd.","SP SC0540-13","SP"]
["ü Eligible",null,"2011-05-20",null,"Solar Thermal System","Flat Plate Collector","FS-PTS-150, FS-PTS-200, FS-PTS-300","FS-PTS-150, FS-PTS-200, FS-PTS-300","Guangdong Fivestar Solar Energy Co. Ltd.","SP SC0233-13","SP"]
["ü Eligible",null,"2011-05-20",null,"Solar Thermal System","Flat Plate Collector","GLK 120/1.89, GLK 120/2.05, GLK 160/2.30,  GLK 160/2.58, GLK 160/3.10, GLK 200/2.30, GLK 200/2.58, GLK 200/3.10, GLK 200/4.10, GLK 250/4.10, GLK 250/4.60, GLK 300/4.10, GLK 300/4.60","GLK 120/1.89, GLK 120/2.05, GLK 160/2.30,  GLK 160/2.58, GLK 160/3.10, GLK 200/2.30, GLK 200/2.58, GLK 200/3.10, GLK 200/4.10, GLK 250/4.10, GLK 250/4.60, GLK 300/4.10, GLK 300/4.60","Cosmosolar Ltd.","SKM 9921/3","DQS Hellas"]
["ü Eligible",null,"2011-05-20",null,"Solar Thermal System","Flat Plate Collector","Helio Block 150/1, Helio Block 250/1","Helio Block 150/1, Helio Block 250/1","Saunier Duval","011-7S1348 A","DIN CERTCO"]
["ü Eligible",null,"2011-05-20",null,"Solar Thermal System","Flat Plate Collector","HELIOAKMI SP-160 (L), SP-200 (L), SP-300","HELIOAKMI SP-160 (L), SP-200 (L), SP-300","Helioakmi, S.A.","SKM 9931/4","DQS Hellas"]
["ü Eligible",null,"2011-05-20",null,"Solar Thermal System","Flat Plate Collector","HELIOAKMI ΙΝΟΧ 200 (L), 300 (L)","HELIOAKMI ΙΝΟΧ 200 (L), 300 (L)","Helioakmi, S.A.","SKM 9931/3","DQS Hellas"]
["ü Eligible",null,"2011-05-20",null,"Solar Thermal System","Flat Plate Collector","HelioBlock 1-150 HelioBlock 1-200 HelioBlock 2-200 HelioBlock 1-300","HelioBlock 1-150 HelioBlock 1-200 HelioBlock 2-200 HelioBlock 1-300","Saunier Duval","011-7S2328 A","DIN CERTCO"]
["ü Eligible",null,"2011-05-20",null,"Solar Thermal System","Flat Plate Collector","HelioBlock 1-150 HelioBlock 1-200 HelioBlock 2-200 HelioBlock 1-300","HelioBlock 1-150 HelioBlock 1-200 HelioBlock 2-200 HelioBlock 1-300","Vaillant","011-7S2329 A","DIN CERTCO"]
["ü Eligible",null,"2011-05-20",null,"Solar Thermal System","Flat Plate Collector","HelioBlock 150","HelioBlock 150","Saunier Duval","011-7S311 A","DIN CERTCO"]
["ü Eligible",null,"2011-05-20",null,"Solar Thermal System","Flat Plate Collector","HelioBlock 200","HelioBlock 200","Saunier Duval","011-7S312 A","DIN CERTCO"]
["ü Eligible",null,"2011-05-20",null,"Solar Thermal System","Flat Plate Collector","HelioBlock 300","HelioBlock 300","Saunier Duval","011-7S313 A","DIN CERTCO"]
["ü Eligible",null,"2011-05-20",null,"Solar Thermal System","Flat Plate Collector","HelioSet 1.150,  2.150,  2.250, 2.350, 3.250, 3.350","HelioSet 1.150,  2.150,  2.250, 2.350, 3.250, 3.350","PROTHERM PRODUCTION s.r.o.","011-7S907 A","DIN CERTCO"]
["ü Eligible",null,"2011-05-20",null,"Solar Thermal System","Flat Plate Collector","HelioSet 1.150, HelioSet 2.150, HelioSet 2.250, \nHelioSet 2.350, HelioSet 3.250, HelioSet 3.350","HelioSet 1.150, HelioSet 2.150, HelioSet 2.250, \nHelioSet 2.350, HelioSet 3.250, HelioSet 3.350","Saunier Duval","011-7S906 A","DIN CERTCO"]
["ü Eligible",null,"2011-05-20",null,"Solar Thermal System","Flat Plate Collector","HelioSet 1.150, HelioSet 2.150, HelioSet 2.250, Helioset 2.350, HelioSet 3.250, HelioSet 3.350","HelioSet 1.150, HelioSet 2.150, HelioSet 2.250, Helioset 2.350, HelioSet 3.250, HelioSet 3.350","BULEX","011-7S1428 A","DIN CERTCO"]
["ü Eligible",null,"2011-05-20",null,"Solar Thermal System","Flat Plate Collector","HFPS 120/2, HFPS 150/2, HFPS 200/4, HFPS 250/4","HFPS 120/2, HFPS 150/2, HFPS 200/4, HFPS 250/4","HELIONAL Sons. Co","011-7S1372 A","DIN CERTCO"]
["ü Eligible",null,"2011-05-20",null,"Solar Thermal System","Flat Plate Collector","HFPS 150/3, HFPS 200/3","HFPS 150/3, HFPS 200/3","HELIONAL Sons. Co","011-7S1373 A","DIN CERTCO"]
["ü Eligible",null,"2011-05-20",null,"Solar Thermal System","Flat Plate Collector","HP 160 Easy","HP 160 Easy","GREENoneTEC Solarindustrie GmbH","011-7S897 A","DIN CERTCO"]
["ü Eligible",null,"2011-05-20",null,"Solar Thermal System","Flat Plate Collector","HUCUSOL TC 10833120, HUCUSOL TC 10833150, HUCUSOL TC 10833200, HUCUSOL TC 10833300","HUCUSOL TC 10833120, HUCUSOL TC 10833150, HUCUSOL TC 10833200, HUCUSOL TC 10833300","HUCU Solar Spain SL","011-7S1707 A","DIN CERTCO"]
["ü Eligible",null,"2011-05-20",null,"Solar Thermal System","Flat Plate Collector","J Collector range","J","Solahart Industries Pty Ltd.","011-7S1482 A","DIN CERTCO"]
["ü Eligible",null,"2011-05-20",null,"Solar Thermal System","Flat Plate Collector","KSH201 HE INOX","KSH201 HE INOX","Jacques Giordano Industries, S.A.","PSK-046/2013","CERTIF"]
["ü Eligible",null,"2011-05-20",null,"Solar Thermal System","Flat Plate Collector","KSH201 HE SUPRAROC","KSH201 HE SUPRAROC","Jacques Giordano Industries, S.A.","PSK-045/2013","CERTIF"]
["ü Eligible",null,"2011-05-20",null,"Solar Thermal System","Flat Plate Collector","KSH302 HE INOX","KSH302 HE INOX","Jacques Giordano Industries, S.A.","PSK-044/2013","CERTIF"]
["ü Eligible",null,"2011-05-20",null,"Solar Thermal System","Flat Plate Collector","KSH302 HE SUPRAROC","KSH302 HE SUPRAROC","Jacques Giordano Industries, S.A.","PSK-043/2013","CERTIF"]
["ü Eligible",null,"2011-05-20",null,"Solar Thermal System","Flat Plate Collector","Logasol TSS150","Logasol TSS150","Bosch Thermotechnik GmbH","011-7S418 A","DIN CERTCO"]
["ü Eligible",null,"2011-05-20",null,"Solar Thermal System","Flat Plate Collector","Logasol TSS200","Logasol TSS200","Bosch Thermotechnik GmbH","011-7S419 A","DIN CERTCO"]
["ü Eligible",null,"2011-05-20",null,"Solar Thermal System","Flat Plate Collector","Logasol TSS300","Logasol TSS300","Bosch Thermotechnik GmbH","011-7S420 A","DIN CERTCO"]
["ü Eligible",null,"2011-05-20",null,"Solar Thermal System","Flat Plate Collector","L-Serie","L-Serie","Solahart Industries Pty Ltd.","011-7S1839 A","DIN CERTCO"]
["ü Eligible",null,"2011-05-20",null,"Solar Thermal System","Flat Plate Collector","Lykia Sistem 200, 200 Plus, 300","Lykia Sistem 200, 200 Plus, 300","Türk Demirdöküm Fab. A.S.","011-7S2240 A","DIN CERTCO"]
["ü Eligible",null,"2011-05-20",null,"Solar Thermal System","Flat Plate Collector","MALT H 160 L NCS 130 x 150, MALT H 200 L 2 NCS 90 x 150, MALT H 300 L 2 NCS 130 x 150","MALT H 160 L NCS 130 x 150, MALT H 200 L 2 NCS 90 x 150, MALT H 300 L 2 NCS 130 x 150","MALTEZOS, S.A.","062BN/0","ICIM"]
["ü Eligible",null,"2013-12-20",null,"Solar Thermal System","Flat Plate Collector","Mediterraneo 250","Mediterraneo 250","BDR Thermea Group B.V.","078/000206","AENOR"]
["ü Eligible",null,"2011-05-20",null,"Solar Thermal System","Flat Plate Collector","MEGASUN SP-KK 160-2.10m², MEGASUN SP-KK 200-2.62m², MEGASUN SP-KK 300-4.20m²","MEGASUN SP-KK 160-2.10m², MEGASUN SP-KK 200-2.62m², MEGASUN SP-KK 300-4.20m²","Helioakmi, S.A.","SKM 9926/1","DQS Hellas"]
["ü Eligible",null,"2011-05-20",null,"Solar Thermal System","Flat Plate Collector","MEGASUN ΙΝΟΧ-AK 200-2.62m², MEGASUN 300-4.20m²","MEGASUN ΙΝΟΧ-AK 200-2.62m², MEGASUN 300-4.20m²","Helioakmi, S.A.","SKM 9926/2","DQS Hellas"]
["ü Eligible",null,"2011-05-20",null,"Solar Thermal System","Flat Plate Collector","M-SWH/150L-2.02, M-SWH/200L-2.02, M-SWH/200L-4.04, M-SWH/300L-4.04, M-SWH/400L-6.06","M-SWH/150L-2.02, M-SWH/200L-2.02, M-SWH/200L-4.04, M-SWH/300L-4.04, M-SWH/400L-6.06","Millionsun Energy Co., Ltd","011-7S1787 A","DIN CERTCO"]
["ü Eligible",null,"2014-07-17",null,"Solar Thermal System","Flat Plate Collector","Natural 150/2, Natural 150/2,5, Natural 200/2,5, Natural 200/4, Natural 300/4, Natural 300/5, Natural 300/6","Natural 150/2, Natural 150/2,5, Natural 200/2,5, Natural 200/4, Natural 300/4, Natural 300/5, Natural 300/6","Cordivari S.r.l.","127BN/0","ICIM"]
["ü Eligible",null,"2014-07-17",null,"Solar Thermal System","Flat Plate Collector","Natural Panarea 150/2, Natural Panarea 200/2,5, Natural Panarea 200/4, Natural Panarea 300/4","Natural Panarea 150/2, Natural Panarea 200/2,5, Natural Panarea 200/4, Natural Panarea 300/4","Cordivari S.r.l.","128BN/0","ICIM"]
["ü Eligible",null,"2011-05-20",null,"Solar Thermal System","Flat Plate Collector","NATURAL SOL 150","NATURAL SOL 150","Immergas S.p.A.","011-7S1012 A","DIN CERTCO"]
["ü Eligible",null,"2011-05-20",null,"Solar Thermal System","Flat Plate Collector","NATURAL SOL 200","NATURAL SOL 200","Immergas S.p.A.","011-7S1030 A","DIN CERTCO"]
["ü Eligible",null,"2011-05-20",null,"Solar Thermal System","Flat Plate Collector","NATURAL SOL 280","NATURAL SOL 280","Immergas S.p.A.","011-7S1002 A","DIN CERTCO"]
["ü Eligible",null,"2011-05-20",null,"Solar Thermal System","Flat Plate Collector","Novasun ST160","Novasun ST160","Helioakmi, S.A.","PSK-036/2011","CERTIF"]
["ü Eligible",null,"2011-05-20",null,"Solar Thermal System","Flat Plate Collector","NOVASUN ΙΝΟΧ 200 (L), 300 (L)","NOVASUN ΙΝΟΧ 200 (L), 300 (L)","Helioakmi, S.A.","SKM 9942/2","DQS Hellas"]
["ü Eligible",null,"2011-05-20",null,"Solar Thermal System","Flat Plate Collector","NOVOTHERM 100, NOVOTHERM 150, NOVOTHERM 200, NOVOTHERM 300","NOVOTHERM 100, NOVOTHERM 150, NOVOTHERM 200, NOVOTHERM 300","Solar Systems Ltd.","076BN/0","ICIM"]
["ü Eligible",null,"2011-05-20",null,"Solar Thermal System","Flat Plate Collector","NTK 202, NTK 304","NTK 202, NTK 304","Nateos Industries","011-7S2286 A","DIN CERTCO"]
["ü Eligible",null,"2011-05-20",null,"Solar Thermal System","Flat Plate Collector","Odelsun 200 Selective","Odelsun 200 Selective","Odelsun, Energias do Ambiente, Ld A","PSK-029/2010","CERTIF"]
["ü Eligible",null,"2011-05-20",null,"Solar Thermal System","Flat Plate Collector","Odelsun 300 Selective","Odelsun 300 Selective","Odelsun, Energias do Ambiente, Ld A","PSK-030/2010","CERTIF"]
["ü Eligible",null,"2011-05-20",null,"Solar Thermal System","Flat Plate Collector","OKSOL-150","OKSOL-150","ORKLI s. coop.","011-7S1479 A","DIN CERTCO"]
["ü Eligible",null,"2011-05-20",null,"Solar Thermal System","Flat Plate Collector","Omnisol SUK","Omnisol SUK","OMNI-TERM BVBA","011-7S2130 A","DIN CERTCO"]
["ü Eligible",null,"2011-05-20",null,"Solar Thermal System","Flat Plate Collector","R4-2000-SU 150 L R4-2000-SU 300 L R4-2500-SU 200 L","R4-2000-SU 150 L R4-2000-SU 300 L R4-2500-SU 200 L","OCV, S.L.","078/000169","AENOR"]
["ü Eligible",null,"2011-05-20",null,"Solar Thermal System","Flat Plate Collector","Roth Solarpaket 1 und 2 Heliostar 252 S4","Roth Solarpaket 1 und 2 Heliostar 252 S4","Roth Werke GmbH","011-7S2019 A","DIN CERTCO"]
["ü Eligible",null,"2013-10-10",null,"Solar Thermal System","Flat Plate Collector","SAC 100x200, SAC 130x200","SAC 100x200, SAC 130x200","Mlatezos SA","125BN/0","ICIM"]
["ü Eligible",null,"2011-05-20",null,"Solar Thermal System","Flat Plate Collector","SA-HP160","SA-HP160","Sonnenkraft - Solar Systems GmbH","011-7S1066 A","DIN CERTCO"]
["ü Eligible",null,"2011-05-20",null,"Solar Thermal System","Flat Plate Collector","SECUterm 160 P , SECUterm 200 P","SECUterm 160 P , SECUterm 200 P","Wagner & Co. Solartechnik GmbH","011-7S1749 A","DIN CERTCO"]
["ü Eligible",null,"2011-05-20",null,"Solar Thermal System","Flat Plate Collector","SOLAR Bienergy 150","SOLAR Bienergy 150","Baltur S.p.A.","011-7S1982 A","DIN CERTCO"]
["ü Eligible",null,"2011-05-20",null,"Solar Thermal System","Flat Plate Collector","Solaris Kit 226/500","Solaris Kit 226/500","ROTEX Heating Systems GmbH","011-7S736 A","DIN CERTCO"]
["ü Eligible",null,"2011-05-20",null,"Solar Thermal System","Flat Plate Collector","Solcrafte 100","Solcrafte 100","KIOTO Clear Energy AG","011-7S1576 A","DIN CERTCO"]
["ü Eligible",null,"2011-05-20",null,"Solar Thermal System","Flat Plate Collector","Solcrafte 150","Solcrafte 150","KIOTO Clear Energy AG","011-7S1583 A","DIN CERTCO"]
["ü Eligible",null,"2011-05-20",null,"Solar Thermal System","Flat Plate Collector","Solcrafte 200","Solcrafte 200","KIOTO Clear Energy AG","011-7S1577 A","DIN CERTCO"]
["ü Eligible",null,"2011-05-20",null,"Solar Thermal System","Flat Plate Collector","SOT-150 R","SOT-150 R","Soterna, S. Coop.","011-7S1417 A","DIN CERTCO"]
["ü Eligible",null,"2011-05-20",null,"Solar Thermal System","Flat Plate Collector","ST12, ST16, STE16, ST20, STE20, ST30","ST12, ST16, STE16, ST20, STE20, ST30","SOL Ltd","PSK-025/2013","CERTIF"]
["ü Eligible",null,"2011-05-20",null,"Solar Thermal System","Flat Plate Collector","ST120, ST160, STA160, ST160M, STA160M, ST200","ST120, ST160, STA160, ST160M, STA160M, ST200","Helioakmi, S.A.","PSK-007/2012","CERTIF"]
["ü Eligible",null,"2011-05-20",null,"Solar Thermal System","Flat Plate Collector","SUNBUSTER SUN 135","SUNBUSTER SUN 135","Ati di Mariani & c. s. n. c.","PSK-008/2008","CERTIF"]
["ü Eligible",null,"2011-05-20",null,"Solar Thermal System","Flat Plate Collector","Sunpower – 160L SAC 130X150, 200L 2SAC 90X150, 300L 2SAC 130X150","Sunpower – 160L SAC 130X150, 200L 2SAC 90X150, 300L 2SAC 130X150","MALTEZOS, S.A.","050BN/0","ICIM"]
["ü Eligible",null,"2011-05-20",null,"Solar Thermal System","Flat Plate Collector","SUNZIL ΙΝΟΧ 200 (L), 300 (L)","SUNZIL ΙΝΟΧ 200 (L), 300 (L)","Helioakmi, S.A.","SKM 9931/1","DQS Hellas"]
["ü Eligible",null,"2011-05-20",null,"Solar Thermal System","Flat Plate Collector","SWS 4 S/W BE-SSP 300, SWS 4 S/W BE-SSP 400, \nSWS 6 S/W BE-SSP 500, SWS 8 S/W BE-SSP 500, \nSWS 2.5 S/W BE-SSP 200, SWS 5 S/W BE-SSP 300, \nSWS 5 S/W BE-SSP 400, SWS 7.5 S/W BE-SSP 400, \nSWS 7.5 S/W BE-SSP 500, SWS 10 S/W BE-SSP 500","SWS 4 S/W BE-SSP 300, SWS 4 S/W BE-SSP 400, \nSWS 6 S/W BE-SSP 500, SWS 8 S/W BE-SSP 500, \nSWS 2.5 S/W BE-SSP 200, SWS 5 S/W BE-SSP 300, \nSWS 5 S/W BE-SSP 400, SWS 7.5 S/W BE-SSP 400, \nSWS 7.5 S/W BE-SSP 500, SWS 10 S/W BE-SSP 500","TiSUN GmbH","011-7S1933 A","DIN CERTCO"]
["ü Eligible",null,"2011-05-20",null,"Solar Thermal System","Flat Plate Collector","SX 180/1, SX300/2, SX 400/2, SX 450/3","SX 180/1, SX300/2, SX 400/2, SX 450/3","Solartech Sales & Service Sdn. Bhd.","011-7S2005 A","DIN CERTCO"]
["ü Eligible",null,"2013-07-17",null,"Solar Thermal System","Flat Plate Collector","T150, T170, T180, T200, T110, T120","T150, T170, T180, T200, T110, T120","EDN S.r.l.","096BN/0","ICIM"]
["ü Eligible",null,"2013-12-20",null,"Solar Thermal System","Flat Plate Collector","T20US, T25US","T20US, T25US","TERMICOL ENERGIA SOLAR, S.L.","078/000208","AENOR"]
["ü Eligible",null,"2011-05-20",null,"Solar Thermal System","Flat Plate Collector","TA150PF, TA150PFM, TA200PFX, TA200PF, TA200PFM, TA250PF, TA250PFM, TA300PFX, TA300PF, TA300PFM","TA150PF, TA150PFM, TA200PFX, TA200PF, TA200PFM, TA250PF, TA250PFM, TA300PFX, TA300PF, TA300PFM","Termicol Energia Solar, S.L.","078/000211","AENOR"]
["ü Eligible",null,"2011-05-20",null,"Solar Thermal System","Flat Plate Collector","TA150PF, TA150PFM, TA200PFX, TA200PF, TA200PFM, TA250PF, TA250PFM, TA300PFX, TA300PF, TA300PFM","TA150PF, TA150PFM, TA200PFX, TA200PF, TA200PFM, TA250PF, TA250PFM, TA300PFX, TA300PF, TA300PFM","Termicol Energia Solar, S.L.","PSK-046/2012","CERTIF"]
["ü Eligible",null,"2012-06-25",null,"Solar Thermal System","Flat Plate Collector","TA150UF, TA150UFM, TA200UFX, TA200UF, TA200UFM, TA250UF, TA250UFM, TA300UFX, TA300UF, TA300UFM","TA150UF, TA150UFM, TA200UFX, TA200UF, TA200UFM, TA250UF, TA250UFM, TA300UFX, TA300UF, TA300UFM","Termicol Energia Solar, S.L.","PSK-045/2012","CERTIF"]
["ü Eligible",null,"2011-05-20",null,"Solar Thermal System","Flat Plate Collector","TB150UF, TB150UFM, TB200UFX, TB200UF, TB200UFM, TB250UF, TB250UFM, TB300UFX, TB300UF, TB300UFM","TB150UF, TB150UFM, TB200UFX, TB200UF, TB200UFM, TB250UF, TB250UFM, TB300UFX, TB300UF, TB300UFM","PI La Isla, Calla Rio Viejo 39","078/000213","AENOR"]
["ü Eligible",null,"2011-05-20",null,"Solar Thermal System","Flat Plate Collector","TB150UF, TB150UFM, TB200UFX, TB200UF, TB200UFM, TB250UF, TB250UFM, TB300UFX, TB300UF, TB300UFM","TB150UF, TB150UFM, TB200UFX, TB200UF, TB200UFM, TB250UF, TB250UFM, TB300UFX, TB300UF, TB300UFM","Termicol Energia Solar, S.L.","PSK-047/2012","CERTIF"]
["ü Eligible",null,"2009-07-15",null,"Solar Thermal System","Flat Plate Collector","Tecu solar roof 21-22 300-500 MS04","Tecu solar roof 21-22 300-500 MS04","KME Italy SpA","055BN/0","ICIM"]
["ü Eligible",null,"2011-05-20",null,"Solar Thermal System","Flat Plate Collector","Thermo 150-1, 200-1, 200-2, 300-2","Thermo 150-1, 200-1, 200-2, 300-2","Ariston Thermo SpA","048BN/0","ICIM"]
["ü Eligible",null,"2011-05-20",null,"Solar Thermal System","Flat Plate Collector","THSY 160 1H","THSY 160 1H","TiSUN GmbH","011-7S1337 A","DIN CERTCO"]
["ü Eligible",null,"2011-05-20",null,"Solar Thermal System","Flat Plate Collector","THSY 200 1H","THSY 200 1H","TiSUN GmbH","011-7S1338 A","DIN CERTCO"]
["ü Eligible",null,"2011-05-20",null,"Solar Thermal System","Flat Plate Collector","THSY 300 2H","THSY 300 2H","TiSUN GmbH","011-7S1336 A","DIN CERTCO"]
["ü Eligible",null,"2013-01-17",null,"Solar Thermal System","Flat Plate Collector","TS 150 AD, TS 200 AD, TS 300 AD","TS 150 AD, TS 200 AD, TS 300 AD","SCHÜCO International KG","PSK-002/2013","CERTIF"]
["ü Eligible",null,"2011-05-20",null,"Solar Thermal System","Flat Plate Collector","TS15, TS20","TS15, TS20","Emmvee Solar Systems Pvt Ltd Solar Tower","PSK-047/2013","CERTIF"]
["ü Eligible",null,"2011-05-20",null,"Solar Thermal System","Flat Plate Collector","TS160, TS200, TS200/3, TS300","TS160, TS200, TS200/3, TS300","Thermic Energy Ltd.","PSK-007/2013","CERTIF"]
["ü Eligible",null,"2011-05-20",null,"Solar Thermal System","Flat Plate Collector","TS200, TS300","TS200, TS300","Thermic Energy Ltd.","PSK-040/2010","CERTIF"]
["ü Eligible",null,"2011-05-20",null,"Solar Thermal System","Flat Plate Collector","TS30","TS30","Emmvee Solar Systems Pvt Ltd Solar Tower","PSK-048/2013","CERTIF"]
["ü Eligible",null,"2011-05-20",null,"Solar Thermal System","Flat Plate Collector","TSM 120 L, TSM 200 L, TSM 150 L, TSM 300","TSM 120 L, TSM 200 L, TSM 150 L, TSM 300","Solimpeks Solar Energy Corp.","116BN/0","ICIM"]
["ü Eligible",null,"2011-05-20",null,"Solar Thermal System","Flat Plate Collector","TSM 200, TSM 300","TSM 200, TSM 300","Solimpeks Solar Energy Corp.","073BN/0","ICIM"]
["ü Eligible",null,"2011-05-20",null,"Solar Thermal System","Flat Plate Collector","TSS 150l /1PK SL CL 2.15; TSS200l / 1PK SL CL 2.7; TSS 200l / 2PK SL CL 2.15; TSS 300l / 2PK SL CL 2.15.","TSS 150l /1PK SL CL 2.15; TSS200l / 1PK SL CL 2.7; TSS 200l / 2PK SL CL 2.15; TSS 300l / 2PK SL CL 2.15.","NES Ltd","079BN/0","ICIM"]
["ü Eligible",null,"2011-05-20",null,"Solar Thermal System","Flat Plate Collector","TSS150/CKE1.0 Buderus, TSS200/CKE1.0 Buderus, TSS300/CKE1.0","TSS150/CKE1.0 Buderus, TSS200/CKE1.0 Buderus, TSS300/CKE1.0","Bosch Thermotechnik GmbH","011-7S1725 A","DIN CERTCO"]
["ü Eligible",null,"2011-05-20",null,"Solar Thermal System","Flat Plate Collector","TSS150/CKE1.0, TSS200/CKE1.0, TSS300/CKE1.0 Buderus","TSS150/CKE1.0, TSS200/CKE1.0, TSS300/CKE1.0 Buderus","Bosch Thermotechnik GmbH","011-7S2071 A","DIN CERTCO"]
["ü Eligible",null,"2011-05-20",null,"Solar Thermal System","Flat Plate Collector","TSS150/CKN1.0 Buderus, TSS200/CKN1.0 Buderus,\nTSS300/CKN1.0 Buderus","TSS150/CKN1.0 Buderus, TSS200/CKN1.0 Buderus,\nTSS300/CKN1.0 Buderus","Bosch Thermotechnik GmbH","011-7S2087 A","DIN CERTCO"]
["ü Eligible",null,"2011-05-20",null,"Solar Thermal System","Flat Plate Collector","TSS150/FCB Bosch, Junkers, Vulcano, e.l.m. Leblanc\nTSS200/FCB Bosch, Junkers, Vulcano, e.l.m. leblanc \nTSS300/FCB Bosch, Junkers, Vulcano, e.l.m. Leblanc","TSS150/FCB Bosch, Junkers, Vulcano, e.l.m. Leblanc\nTSS200/FCB Bosch, Junkers, Vulcano, e.l.m. leblanc \nTSS300/FCB Bosch, Junkers, Vulcano, e.l.m. Leblanc","Bosch Thermotechnik GmbH","011-7S2205 A","DIN CERTCO"]
["ü Eligible",null,"2011-05-20",null,"Solar Thermal System","Flat Plate Collector","TSS150/FCC Bosch, Junkers, Vulcano, e.l.m. leblanc \nTSS200/FCC Bosch, Junkers, Vulcano, e.l.m. leblanc \nTSS300/FCC Bosch, Junkers, Vulcano, e.l.m. Leblanc","TSS150/FCC Bosch, Junkers, Vulcano, e.l.m. leblanc \nTSS200/FCC Bosch, Junkers, Vulcano, e.l.m. leblanc \nTSS300/FCC Bosch, Junkers, Vulcano, e.l.m. Leblanc","Bosch Thermotechnik GmbH","011-7S2207 A","DIN CERTCO"]
["ü Eligible",null,"2011-05-20",null,"Solar Thermal System","Flat Plate Collector","TSS150/FCC, TSS200/FCC, TSS300/FCCBosch, Junkers, Vulcano, e.l.m. Leblanc","TSS150/FCC, TSS200/FCC, TSS300/FCCBosch, Junkers, Vulcano, e.l.m. Leblanc","Bosch Thermotechnik GmbH","011-7S2202 A","DIN CERTCO"]
["ü Eligible",null,"2011-05-20",null,"Solar Thermal System","Flat Plate Collector","TSS150CKN1.0 Buderus, TSS200/CKN1.0 Buderus, TSS300/CKN1.0","TSS150CKN1.0 Buderus, TSS200/CKN1.0 Buderus, TSS300/CKN1.0","Bosch Thermotechnik GmbH","011-7S1726 A","DIN CERTCO"]
["ü Eligible",null,"2011-05-20",null,"Solar Thermal System","Flat Plate Collector","TSSA BLACK 200/1, TSSA BLACK 300/2,","TSSA BLACK 200/1, TSSA BLACK 300/2,","Riello S.p.A","111BN/0","ICIM"]
["ü Eligible",null,"2011-05-20",null,"Solar Thermal System","Flat Plate Collector","TX 180/1, TX300/2","TX 180/1, TX300/2","Solartech Sales & Service Sdn. Bhd.","011-7S2004 A","DIN CERTCO"]
["ü Eligible",null,"2014-09-16",null,"Solar Thermal System","Flat Plate Collector","Vitosol 200-F SVK, Vitosol 200-F SVKA","Vitosol 200-F SVK, Vitosol 200-F SVKA","Viessmann Ltd.","011-7S2384 A","DIN CERTCO"]
["ü Eligible",null,"2011-05-20",null,"Solar Thermal System","Flat Plate Collector","VORMANN ΙΝΟΧ 200 (L), 300 (L)","VORMANN ΙΝΟΧ 200 (L), 300 (L)","Helioakmi, S.A.","SKM 9942/1","DQS Hellas"]
["ü Eligible",null,"2011-05-20",null,"Solar Thermal System","Flat Plate Collector","VORMANNSOLAR ST - 120 Selective, VORMANNSOLAR ST - 160 Selective, VORMANNSOLAR ST - 160M Selective, VORMANNSOLAR ST - 200 Selective, VORMANNSOLAR ST - 300 Selective","VORMANNSOLAR ST - 120 Selective, VORMANNSOLAR ST - 160 Selective, VORMANNSOLAR ST - 160M Selective, VORMANNSOLAR ST - 200 Selective, VORMANNSOLAR ST - 300 Selective","Helioakmi, S.A.","PSK-039/2012","CERTIF"]
["ü Eligible",null,"2011-05-20",null,"Solar Thermal System","Flat Plate Collector","Vormannsolar ST160","Vormannsolar ST160","Helioakmi, S.A.","PSK-040/2011","CERTIF"]
["ü Eligible",null,"2013-07-25",null,"Solar Thermal System","Flat Plate Collector","V-PLUS 1.50, 1.82, 2.00, 2.00HOR, 2.37, 2.37HOR, 2.72, 2.72HOR","V-PLUS 1.50, 1.82, 2.00, 2.00HOR, 2.37, 2.37HOR, 2.72, 2.72HOR","PAPAEMMANOUEL S.A.","SKM/9949/2","DQS Hellas"]
["ü Eligible",null,"2011-05-20",null,"Solar Thermal System","Flat Plate Collector","VS 2 m2, VS 2,5 m2","VS 2 m2, VS 2,5 m2","Cordivari S.r.l.","071BN/0","ICIM"]
["ü Eligible",null,"2011-05-20",null,"Solar Thermal System","Flat Plate Collector","VS200/BL2-M, VS200/BL2, VS300/BL2, VS300E/BL2, VS420/BL2, VS420E/BL2, VS50C/BL2, VS500E/BL2,","VS200/BL2-M, VS200/BL2, VS300/BL2, VS300E/BL2, VS420/BL2, VS420E/BL2, VS50C/BL2, VS500E/BL2,","Helioakmi, S.A.","PSK-030/2013","CERTIF"]
["ü Eligible",null,"2011-05-20",null,"Solar Thermal System","Flat Plate Collector","VS200/BL2-M, VS200/BL2, VS300/BL2-M, VS300/BL2, VS420/BL2, VS420E/BL2, VS500E/BL2","VS200/BL2-M, VS200/BL2, VS300/BL2-M, VS300/BL2, VS420/BL2, VS420E/BL2, VS500E/BL2","Helioakmi, S.A.","PSK-031/2013","CERTIF"]
["ü Eligible",null,"2011-05-20",null,"Solar Thermal System","Flat Plate Collector","VSH150, VSH200S, HSH200S, VSH320, VSH320S, HSH320, HSH320S, 3VSH320, 3VSH420","VSH150, VSH200S, HSH200S, VSH320, VSH320S, HSH320, HSH320S, 3VSH320, 3VSH420","Delpaso Solar, S.L.","PSK-108/2012","CERTIF"]
["ü Eligible",null,"2011-05-20",null,"Solar Thermal System","Flat Plate Collector","VTS 1-150 VTS 1-200 VTS 2-200 VTS 2-300","VTS 1-150 VTS 1-200 VTS 2-200 VTS 2-300","Vaillant","011-7S2330 A","DIN CERTCO"]
["ü Eligible",null,"2011-05-20",null,"Solar Thermal System","Flat Plate Collector","Vulcan Optimus","Vulcan Optimus","Rheem Australia Pty. Ltd.","011-7S015 A","DIN CERTCO"]
["ü Eligible",null,"2011-05-20",null,"Solar Thermal System","Flat Plate Collector","Vulcan Optimus 302","Vulcan Optimus 302","Rheem Australia Pty. Ltd.","011-7S752 A","DIN CERTCO"]
["ü Eligible",null,"2011-05-20",null,"Solar Thermal System","Flat Plate Collector","WESTEN STS 150 WESTEN STS 200-2.0 WESTEN STS 200-2.5 WESTEN STS 300","WESTEN STS 150 WESTEN STS 200-2.0 WESTEN STS 200-2.5 WESTEN STS 300","BDR Thermea Group B.V.","078/000179","AENOR"]
["ü Eligible",null,"2009-07-14",null,"Solar Thermal System","Flat Plate system","Aguasol Unibody","Aguasol Unibody","Aguasol Aps","095BN/0","ICIM",null,null,null,null,null,null,null,null,null,null,null,null,null,null,null,null,null,null,null,null,null,null,null,null,null,"BRE","YES"]
["ü Eligible",null,"2009-07-14",null,"Solar Thermal System","flat plate system","AS150HPEB, AS200HPEB, AS300HPEB","AS150HPEB, AS200HPEB, AS300HPEB","Astersa Aplicaciones Solares S/A","011-7S2028 A","DIN CERTCO"]
["ü Eligible",null,"2009-07-14",null,"Solar Thermal System","Flat Plate System","CE 180/1, CE 300/2","CE 180/1, CE 300/2","Solartech Sales & Service Sdn. Bhd.","011-7S2007 A","DIN CERTCO"]
["ü Eligible",null,"2009-07-14",null,"Solar Thermal System","Flat Plate system","CNH 150","CNH 150","Hermann S.r.l.","011-7S401 A","DIN CERTCO"]
["ü Eligible",null,"2009-07-14",null,"Solar Thermal System","Flat Plate system","CNH 200","CNH 200","Hermann S.r.l.","011-7S430 A","DIN CERTCO"]
["ü Eligible",null,"2009-07-14",null,"Solar Thermal System","Flat Plate system","CNH 300","CNH 300","Hermann S.r.l.","011-7S431 A","DIN CERTCO"]
["ü Eligible",null,"2009-07-14",null,"Solar Thermal System","Flat Plate System","Puresolar 100, Puresolar 150, Puresolar 200, Puresolar 300","Puresolar 100, Puresolar 150, Puresolar 200, Puresolar 300","Solar Systems Ltd.","070BN/0","ICIM",null,null,null,null,null,null,null,null,null,null,null,null,null,null,null,null,null,null,null,null,null,null,null,null,null,null,null,null,{"$error":"#N/A"},{"$error":"#N/A"}]
["ü Eligible",null,"2011-05-20",null,"Solar Thermal System","Flat Plate System","S150/FCB Bosch, Junkers, Vulcano, e.l.m. leblanc \nTSS200/FCB Bosch, Junkers, Vulcano, e.l.m. leblanc \nTSS300/FCB Bosch, Junkers, Vulcano, e.l.m. Leblanc","S150/FCB Bosch, Junkers, Vulcano, e.l.m. leblanc \nTSS200/FCB Bosch, Junkers, Vulcano, e.l.m. leblanc \nTSS300/FCB Bosch, Junkers, Vulcano, e.l.m. Leblanc","Bosch Thermotechnik GmbH","011-7S2206 A","DIN CERTCO"]
["ü Eligible",null,"2009-07-14",null,"Solar Thermal System","Flat Plate System","SE 180/1, SE 300/2","SE 180/1, SE 300/2","Solartech Sales & Service Sdn. Bhd.","011-7S2006 A","DIN CERTCO"]
["ü Eligible",null,"2009-07-14",null,"Solar Thermal System","Flat Plate System","S-FE 150/3 S (IT), S-FE 250/3 SC (IT), S-FE 350/3 SC P (IT)","S-FE 150/3 S (IT), S-FE 250/3 SC (IT), S-FE 350/3 SC P (IT)","Vaillant","011-7S1828 A","DIN CERTCO"]
["? To be determined",null,"2009-07-14",null,"Solar Thermal System","Flat Plate System","TSSM 200l","TSSM 200l","NES Ltd","011-7S1003 A","DIN CERTCO",null,null,null,null,null,null,null,null,null,null,null,null,null,null,null,null,null,null,null,null,null,null,null,null,null,"BRE","YES"]
["ü Eligible",null,"2009-07-14",null,"Solar Thermal System","Flat Plate System","Vulcan 181C, Vulcan 182C, Vulcan 302C, Vulcan 303C","Vulcan 181C, Vulcan 182C, Vulcan 302C, Vulcan 303C","Rheem Australia Pty. Ltd.","011-7S1853 A","DIN CERTCO"]
["û Ineligible",null,"2009-07-14",null,"Solar Thermal System","PVT Sys","TS15, TS20","TS15, TS20","Emmvee Solar Systems Pvt Ltd Solar Tower","PSK-009/2014","CERTIF","Ineligible collector type: solar panels that generate electricity, including photovoltaic thermal, are ineligible"]
["û Ineligible",null,"2009-07-14",null,"Solar Thermal System","PVT Sys","TS30","TS30","Emmvee Solar Systems Pvt Ltd Solar Tower","PSK-010/2014","CERTIF","Ineligible collector type: solar panels that generate electricity, including photovoltaic thermal, are ineligible"]
["û Ineligible",null,"2009-07-14",null,"Solar Thermal System","Storage solar water heater","Diskoterm Mod. 135","Diskoterm Mod. 135","Ati di Mariani & c. s. n. c.","PSK-014/2012","CERTIF","Ineligible collector type: only liquid filled flat plate or evacuated tube solar collectors are eligible"]
["û Ineligible",null,"2011-05-20",null,"Solar Thermal System","Transparent Methacrylate Tube","TOTEM","TOTEM","Ati di Mariani & c. s. n. c.","PSK-037/2010","CERTIF","Ineligible collector type: only liquid filled flat plate or evacuated tube solar collectors are eligible"]
["? To be determined",null,"2014-07-29",null,"Solar Thermal system","Unknown","130L, 170L, 200L","130L, 170L, 200L","Haining Jixiang Solar Energy Co., Ltd.","SP SC0581-14","SP","Unknown collector type"]
["? To be determined",null,"2009-07-14",null,"Solar Thermal System","Unknown","200 fermé, 300 fermé","200 fermé, 300 fermé","BIOME SOLAR INDUSTRY","011-7S1706 A","DIN CERTCO"]
["? To be determined",null,"2009-07-14",null,"Solar Thermal System","Unknown","200 ouvert, 300 ouvert","200 ouvert, 300 ouvert","BIOME SOLAR INDUSTRY","011-7S1705 A","DIN CERTCO"]
["? To be determined",null,"2009-07-14",null,"Solar Thermal System","Unknown","CESI-FCD 2001802","CESI-FCD 2001802","France Chine Développement","011-7S505 A","DIN CERTCO"]
["? To be determined",null,"2009-07-14",null,"Solar Thermal System","Unknown","CESI-FCD 3003602","CESI-FCD 3003602","France Chine Développement","011-7S506 A","DIN CERTCO"]
["? To be determined",null,"2009-07-14",null,"Solar Thermal System","Unknown","CESI-FCD 4005402","CESI-FCD 4005402","France Chine Développement","011-7S507 A","DIN CERTCO"]
["? To be determined",null,"2009-07-14",null,"Solar Thermal System","Unknown","COMPACT T110AL, COMPACT T150AL","COMPACT T110AL, COMPACT T150AL","PAPAEMMANOUEL S.A.","SKM 9943","DQS Hellas"]
["? To be determined",null,"2009-07-14",null,"Solar Thermal System","Unknown","System with SK 300-1858-24","SK 300-1858-24-","Sai Kang Solar Energy","051BN/0","ICIM"]

{"sheet":"Product Eligibility","index":3,"n_rows":52,"n_cols":6,"rows_kept":52,"cut":false,"hidden":false,"merged":[[1,1,1,5],[3,1,3,5],[5,1,10,1],[5,3,10,3],[11,1,17,1],[51,1,51,2],[5,5,10,5],[22,1,25,1],[26,1,28,1],[29,2,29,3],[48,1,48,2],[49,1,49,2],[50,1,50,2],[18,1,20,1]]}
[]
[null,"Technical Eligibility Requirements"]
[]
[null,"Below is a summary of the  product eligibility requirements, eligible uses and ineligible uses for the different heating system types. Please note that all heating systems must meet the relevant EN standards. Eligibility criteria for each type are explained in more detail after the table:"]
[null,"Heating System Type","Eligibility Requirements","Ineligible Product Characteristics","Relevant Standards","Optional Monitoring Package\n(MMSP)"]
[null,"Biomass Boiler","Must use a liquid to provide space heating (ie heating rooms). Can also supply domestic hot water (DHW) and other heat to the same eligible property. \nIf the boiler cannot provide 100% of space heating for all parts of the property to which it supplies heat, then metering for payments will be required","\nMust not be designed to generate heat to cook food.","\nProduct standards:\nEN 303-5:2012, or\nEN 303-5:1999, or\nEN 12809:2001+A1:2004","\nPellet burning biomass boilers only"]
[null,null,"Essential Guide to Metering"]
[null,null,"Must be designed and installed to use solid biomass fuel.\nSince 5 October 2015, all biomass fuel burned must be bought from a supplier on the Biomass Suppliers List, or a registered self supplier.",null,"Air Quality standards – products must be tested to the relevant provisions of either:"]
[null,null,"Biomass sustainability and the Domestic RHI",null,"EN 303-5:1999 or EN 303-5:2012, whichever standard is current at the time of testing, or"]
[null,null,"Must comply with air quality requirements, and the product must have a valid Air Quality Emissions Certificate. The fuel burned must comply with the fuel type as stated on the product's Air Quality Emissions Certificate.",null,"EN 14792:2005 for NOx emissions, and EN 13284-1:2002 or BS ISO 9096:2003 for PM emissions"]
[null,null,null,null,"Emissions Certificate requirements for the Domestic RHI"]
[null,"Biomass Stove","Must be designed and installed to burn wood pellets only. (Log burning stoves are not eligible).","\nMust not be designed to generate heat to cook food - unless it's an eligible cooker stove.","\nProduct standard:\nEN 14785:2006\n","\nNot eligible"]
[null,null,"Must use a liquid filled heat exchanger, enclosed within the system.","Cooker Stoves on the Domestic RHI"]
[null,null,"Must use a liquid to provide space heating (ie heating rooms). Can also supply DHW and other heat to the same eligible property. \nIf the stove cannot provide 100% of space heating for all parts of the property to which it supplies heat, then metering for payments will be required"]
[null,null,"Essential Guide to Metering"]
[null,null,"Must be designed and installed to use solid biomass fuel. From 5 October 2015, all biomass fuel burned must be bought from a supplier on the Biomass Suppliers List, or a registered self supplier.",null,"Air Quality standards – products must be tested to relevant provisions of either*:\n"]
[null,null,"Biomass sustainability and the Domestic RHI",null,"EN 303-5:1999 or EN 303-5:2012, whichever standard is current at the time of testing, or"]
[null,null,"Must comply with air quality requirements, and the product must have a valid Air Quality Emissions Certificate. The fuel burned must comply with the fuel type as stated on the product's Air Quality Emissions Certificate.",null,"EN 14792:2005 for NOx emissions, and EN 13284-1:2002 or BS ISO 9096:2003 for PM emissions"]
[null,"Air Source Heat Pump","Must use a compressor driven by electricity.","\nMust not be designed to use heat from air expelled from an appliance or building when generating heat.","\nProduct standards:","Eligible"]
[null,null,"Must use a liquid to provide space (ie room) heating. It can also supply DHW or other heating to the same eligible property.",null,"EN 14511 parts 1-4:2013, or\nEN 14511 parts 1-4:2011, or\nEN 14511 parts 1-4:2007, or\nEN 14511 parts 1-4:2004."]
[null,null,"Must have a minimum seasonal performance factor (SPF) of 2.5."]
[null,null,"From 26 March 2016 must be compliant with the Ecodesign of Energy-related Products (ErP) Directive."]
[null,"Ground / Water Source Heat Pump","Must use a compressor driven by electricity.","Cannot use shared ground loop between heat pumps providing heat to separate properties. ","Product standards:","Eligible"]
[null,null,"Must use a liquid to provide space (ie room) heating. It can also supply DHW or other heating to the same eligible property.",null,"EN 14511 parts 1-4:2013, or\nEN 14511 parts 1-4:2011, or\nEN 14511 parts 1-4:2007, or\nEN 14511 parts 1-4:2004."]
[null,null,"Must have a minimum SPF of 2.5."]
[null,null,"From 26 March 2016 must be compliant with the Ecodesign of Energy-related Products (ErP) Directive."]
[null,"Solar Thermal","Flat plate or evacuated tube only.","Panels cannot also generate electricty.  For example, solar photovoltaic-thermal (PVT) panels.","Product Standards:","Not eligible"]
[null,null,"Must be designed and installed for the provision of DHW only. ","Cannot provide any space heating (including internal heat dump that provides space heating, eg a towel rail), or other heat."]
[null,null,null,"Thermodynamic solar panels using a refrigerant operating on a vapour compression cycle to generate heat are not eligible (these are considered to be a solar assisted heat pump). \nThermodynamic solar panels tested to the relevant standards (right) are eligible if installed to use only water (or a water/glycol mix) as the heat transfer medium.","EN 12975-1:2006+A1:2010 and EN 12975-2:2006, or\nEN 12975-1:2006+A1:2010 and EN ISO 9806:2013, or\nEN 12976-1:2006 and EN 12976-2:2006"]
[]
[]
[]
[]
[]
[]
[]
[]
[]
[]
[]
[]
[]
[]
[]
[]
[]
[]
[]
[null,"For information on the policy:",null,"Department of Energy and Climate Change."]
[null,"Impartial General Information:",null,"Energy Saving Trust"]
[null,"Determining eligibility:",null,"Ofgem E-Serve"]
[null,"Compliance to industry standards:",null,"Microgeneration Certification Scheme"]